## Attenuation
IRFS32 Attenuation (Typical)
|  | Wavelength (µm) | Attenuation (dB/km)
|  | 5.5872 | 3954.381
|  | 5.5632 | 3275.8587
|  | 5.5394 | 3191.5963
|  | 5.5159 | 2722.6241
Product Raw Data |  | 5.4925 | 2552.673
InF₃ Single Mode Fiber Attenuation |  | 5.4693 | 2480.1166
|  | 5.4463 | 2217.7176
Bare Fiber Item # | IRFS32 | 5.4235 | 2103.5915
Patch Cable Item # Prefixes | P1-32F, P3-32F, P5-32F | 5.4009 | 2070.7736
|  | 5.3785 | 1970.7674
DISCLAIMER: The data presented here are typical. Slight variations in performance data will occur from lot to lot. Please contact Technical Support with any questions regarding the use or reliability of this data. |  | 5.3563 | 1853.7173
|  | 5.3343 | 1738.0985
|  | 5.3124 | 1652.8978
|  | 5.2907 | 1551.9247
|  | 5.2692 | 1448.8137
|  | 5.2479 | 1370.2362
This data may be used in publications. However, please cite Thorlabs as the source. |  | 5.2267 | 1290.7924
|  | 5.2057 | 1216.2662
|  | 5.1849 | 1154.7197
Additional Information: |  | 5.1643 | 1093.2364
This data was taken in 2020 and is representative of fiber produced in that year. We are continuously refining our processes for these new materials in order to reduce the attenuation and variations between runs. |  | 5.1438 | 1030.7589
|  | 5.1234 | 973.0137
|  | 5.1033 | 918.9782
|  | 5.0832 | 867.5902
|  | 5.0634 | 817.3191
|  | 5.0437 | 770.6857
|  | 5.0241 | 727.4092
|  | 5.0047 | 688.8964
|  | 4.9855 | 656.5211
|  | 4.9664 | 627.2359
|  | 4.9474 | 602.7404
|  | 4.9286 | 584.7681
|  | 4.91 | 570.3833
|  | 4.8914 | 558.2626
|  | 4.873 | 547.0346
|  | 4.8548 | 533.016
|  | 4.8367 | 512.7826
|  | 4.8187 | 486.0759
|  | 4.8008 | 454.9526
|  | 4.7831 | 422.2334
|  | 4.7655 | 392.3961
|  | 4.7481 | 367.7724
|  | 4.7308 | 347.7027
|  | 4.7135 | 324.7257
|  | 4.6965 | 311.7043
|  | 4.6795 | 299.854
|  | 4.6627 | 289.4721
|  | 4.646 | 280.8641
|  | 4.6294 | 272.9491
|  | 4.6129 | 265.484
|  | 4.5965 | 258.2002
|  | 4.5803 | 250.6753
|  | 4.5642 | 242.9608
|  | 4.5482 | 235.0869
|  | 4.5323 | 226.9922
|  | 4.5165 | 218.9226
|  | 4.5008 | 211.2734
|  | 4.4852 | 204.013
|  | 4.4698 | 197.063
|  | 4.4544 | 190.4033
|  | 4.4391 | 183.988
|  | 4.424 | 178.1984
|  | 4.4089 | 173.1067
|  | 4.394 | 168.4954
|  | 4.3792 | 164.5073
|  | 4.3644 | 161.1561
|  | 4.3498 | 158.3104
|  | 4.3352 | 156.0492
|  | 4.3208 | 154.1343
|  | 4.3064 | 152.1172
|  | 4.2921 | 149.988
|  | 4.278 | 147.7637
|  | 4.2639 | 145.5738
|  | 4.2499 | 143.5713
|  | 4.236 | 141.6699
|  | 4.2222 | 139.7232
|  | 4.2085 | 137.6688
|  | 4.1949 | 135.4969
|  | 4.1814 | 133.1025
|  | 4.1679 | 130.6407
|  | 4.1546 | 128.4925
|  | 4.1413 | 126.643
|  | 4.1281 | 125.0355
|  | 4.115 | 123.5358
|  | 4.102 | 122.0625
|  | 4.089 | 120.6784
|  | 4.0762 | 119.3391
|  | 4.0634 | 117.9923
|  | 4.0507 | 116.7221
|  | 4.0381 | 115.5363
|  | 4.0255 | 114.3814
|  | 4.0131 | 113.3045
|  | 4.0007 | 112.3186
|  | 3.9884 | 111.4175
|  | 3.9762 | 110.5927
|  | 3.964 | 109.7415
|  | 3.9519 | 108.8916
|  | 3.9399 | 108.1479
|  | 3.928 | 107.4885
|  | 3.9161 | 106.8892
|  | 3.9043 | 106.347
|  | 3.8926 | 105.8647
|  | 3.8809 | 105.4475
|  | 3.8693 | 105.0534
|  | 3.8578 | 104.6587
|  | 3.8464 | 104.2924
|  | 3.835 | 103.9574
|  | 3.8237 | 103.6704
|  | 3.8124 | 103.4657
|  | 3.8013 | 103.3269
|  | 3.7901 | 103.1676
|  | 3.7791 | 102.9637
|  | 3.7681 | 102.7648
|  | 3.7572 | 102.5579
|  | 3.7463 | 102.3836
|  | 3.7355 | 102.2446
|  | 3.7248 | 102.0837
|  | 3.7141 | 101.9526
|  | 3.7035 | 101.8392
|  | 3.693 | 101.6854
|  | 3.6825 | 101.5444
|  | 3.672 | 101.4716
|  | 3.6617 | 101.4324
|  | 3.6513 | 101.4249
|  | 3.6411 | 101.4718
|  | 3.6309 | 101.5084
|  | 3.6208 | 101.5711
|  | 3.6107 | 101.7085
|  | 3.6006 | 101.8462
|  | 3.5907 | 102.0568
|  | 3.5807 | 102.3911
|  | 3.5709 | 102.7258
|  | 3.5611 | 103.081
|  | 3.5513 | 103.493
|  | 3.5416 | 103.922
|  | 3.532 | 104.4137
|  | 3.5224 | 104.9521
|  | 3.5128 | 105.5045
|  | 3.5033 | 106.1151
|  | 3.4939 | 106.8213
|  | 3.4845 | 107.5844
|  | 3.4751 | 108.3966
|  | 3.4659 | 109.3352
|  | 3.4566 | 110.331
|  | 3.4474 | 111.3202
|  | 3.4383 | 112.3547
|  | 3.4292 | 113.394
|  | 3.4201 | 114.528
|  | 3.4111 | 115.8444
|  | 3.4022 | 117.0861
|  | 3.3933 | 118.187
|  | 3.3844 | 119.2989
|  | 3.3756 | 120.4331
|  | 3.3668 | 121.6492
|  | 3.3581 | 122.7908
|  | 3.3494 | 123.8692
|  | 3.3408 | 125.1402
|  | 3.3322 | 126.4904
|  | 3.3237 | 127.9323
|  | 3.3152 | 129.4761
|  | 3.3067 | 131.064
|  | 3.2983 | 132.8748
|  | 3.2899 | 134.8756
|  | 3.2816 | 136.8612
|  | 3.2733 | 138.8618
|  | 3.2651 | 141.0738
|  | 3.2569 | 143.3939
|  | 3.2487 | 145.7689
|  | 3.2406 | 148.314
|  | 3.2325 | 150.8114
|  | 3.2245 | 153.3041
|  | 3.2164 | 156.0667
|  | 3.2085 | 158.8659
|  | 3.2006 | 161.4958
|  | 3.1927 | 164.2703
|  | 3.1848 | 167.1614
|  | 3.177 | 169.9203
|  | 3.1693 | 172.9314
|  | 3.1615 | 176.2928
|  | 3.1538 | 179.6559
|  | 3.1462 | 183.0033
|  | 3.1386 | 186.171
|  | 3.131 | 189.1348
|  | 3.1234 | 192.4156
|  | 3.1159 | 195.8709
|  | 3.1085 | 199.364
|  | 3.101 | 202.97
|  | 3.0936 | 206.1161
|  | 3.0863 | 209.0471
|  | 3.0789 | 212.0488
|  | 3.0716 | 214.5977
|  | 3.0644 | 217.0843
|  | 3.0571 | 220.1757
|  | 3.0499 | 223.1373
|  | 3.0428 | 225.4803
|  | 3.0357 | 227.9291
|  | 3.0286 | 230.2055
|  | 3.0215 | 232.1629
|  | 3.0145 | 234.3999
|  | 3.0075 | 236.215
|  | 3.0005 | 237.5077
|  | 2.9936 | 238.9238
|  | 2.9867 | 240.4579
|  | 2.9798 | 241.5439
|  | 2.973 | 242.024
|  | 2.9662 | 241.9846
|  | 2.9594 | 240.8806
|  | 2.9527 | 239.7001
|  | 2.946 | 238.9572
|  | 2.9393 | 237.9175
|  | 2.9326 | 237.3753
|  | 2.926 | 236.7894
|  | 2.9194 | 236.3391
|  | 2.9129 | 236.8804
|  | 2.9063 | 237.2669
|  | 2.8998 | 238.6298
|  | 2.8934 | 241.2298
|  | 2.8869 | 243.3678
|  | 2.8805 | 244.7273
|  | 2.8741 | 244.8709
|  | 2.8678 | 244.3925
|  | 2.8614 | 243.4053
|  | 2.8551 | 241.8713
|  | 2.8489 | 239.8298
|  | 2.8426 | 236.0727
|  | 2.8364 | 231.0688
|  | 2.8302 | 224.6877
|  | 2.824 | 216.6714
|  | 2.8179 | 208.567
|  | 2.8118 | 200.1488
|  | 2.8057 | 191.5202
|  | 2.7996 | 183.1577
|  | 2.7936 | 174.4969
|  | 2.7876 | 165.7397
|  | 2.7816 | 157.0333
|  | 2.7757 | 148.6584
|  | 2.7697 | 141.278
|  | 2.7638 | 134.8091
|  | 2.7579 | 129.2724
|  | 2.7521 | 124.8829
|  | 2.7462 | 121.5427
|  | 2.7404 | 119.0476
|  | 2.7347 | 117.1689
|  | 2.7289 | 115.7778
|  | 2.7232 | 114.7496
|  | 2.7175 | 113.972
|  | 2.7118 | 113.3877
|  | 2.7061 | 112.908
|  | 2.7005 | 112.554
|  | 2.6949 | 112.2561
|  | 2.6893 | 111.9199
|  | 2.6837 | 111.6409
|  | 2.6782 | 111.4495
|  | 2.6726 | 111.3588
|  | 2.6671 | 111.3499
|  | 2.6617 | 111.3119
|  | 2.6562 | 111.3264
|  | 2.6508 | 111.5375
|  | 2.6454 | 111.745
|  | 2.64 | 111.8108
|  | 2.6346 | 111.9381
|  | 2.6293 | 112.2335
|  | 2.6239 | 112.4549
|  | 2.6186 | 112.4325
|  | 2.6134 | 112.4599
|  | 2.6081 | 112.6965
|  | 2.6029 | 113.0484
|  | 2.5976 | 113.369
|  | 2.5924 | 113.3426
|  | 2.5873 | 113.3216
|  | 2.5821 | 113.6354
|  | 2.577 | 113.9646
|  | 2.5719 | 114.3065
|  | 2.5668 | 114.7929
|  | 2.5617 | 115.4102
|  | 2.5567 | 115.9458
|  | 2.5516 | 116.1867
|  | 2.5466 | 116.3001
|  | 2.5416 | 116.5334
|  | 2.5366 | 116.9369
|  | 2.5317 | 117.3708
|  | 2.5268 | 117.6763
|  | 2.5218 | 117.9963
|  | 2.517 | 118.3325
|  | 2.5121 | 118.5023
|  | 2.5072 | 118.7187
|  | 2.5024 | 118.9499
|  | 2.4975 | 119.2055
|  | 2.4927 | 119.705
|  | 2.488 | 120.182
|  | 2.4832 | 120.6545
|  | 2.4785 | 121.2296
|  | 2.4737 | 121.7925
|  | 2.469 | 122.3003
|  | 2.4643 | 122.6363
|  | 2.4596 | 123.045
|  | 2.455 | 123.4845
|  | 2.4503 | 123.7839
|  | 2.4457 | 124.1346
|  | 2.4411 | 124.5001
|  | 2.4365 | 124.7498
|  | 2.432 | 124.7061
|  | 2.4274 | 124.4655
|  | 2.4228 | 124.262
|  | 2.4183 | 124.1982
|  | 2.4138 | 124.2821
|  | 2.4093 | 124.2259
|  | 2.4049 | 124.1891
|  | 2.4004 | 124.4606
|  | 2.396 | 124.7906
|  | 2.3916 | 124.9233
|  | 2.3872 | 125.0627
|  | 2.3828 | 125.6103
|  | 2.3784 | 126.3782
|  | 2.374 | 127.0015
|  | 2.3697 | 127.42
|  | 2.3654 | 127.7255
|  | 2.3611 | 128.171
|  | 2.3568 | 128.7931
|  | 2.3525 | 129.3855
|  | 2.3482 | 129.6903
|  | 2.344 | 129.7195
|  | 2.3398 | 129.9521
|  | 2.3355 | 130.6155
|  | 2.3313 | 131.2696
|  | 2.3272 | 131.7244
|  | 2.323 | 132.1535
|  | 2.3188 | 132.4751
|  | 2.3147 | 132.6418
|  | 2.3106 | 132.5829
|  | 2.3064 | 132.2793
|  | 2.3024 | 132.3459
|  | 2.2983 | 133.0283
|  | 2.2942 | 133.3079
|  | 2.2902 | 133.199
|  | 2.2861 | 133.4177
|  | 2.2821 | 133.5402
|  | 2.2781 | 134.0788
|  | 2.2741 | 135.1458
|  | 2.2701 | 136.0145
|  | 2.2661 | 137.3236
|  | 2.2622 | 138.4966
|  | 2.2582 | 139.0909
|  | 2.2543 | 139.8508
|  | 2.2504 | 140.6997
|  | 2.2465 | 141.363
|  | 2.2426 | 141.55
|  | 2.2387 | 141.9863
|  | 2.2349 | 142.5927
|  | 2.231 | 142.5307
|  | 2.2272 | 142.8579
|  | 2.2234 | 143.3496
|  | 2.2196 | 143.9861
|  | 2.2158 | 145.1467
|  | 2.212 | 145.8794
|  | 2.2082 | 146.7685
|  | 2.2045 | 147.851
|  | 2.2007 | 148.8197
|  | 2.197 | 150.0896
|  | 2.1933 | 150.9257
|  | 2.1896 | 151.2478
|  | 2.1859 | 151.4923
|  | 2.1822 | 151.3007
|  | 2.1785 | 150.8823
|  | 2.1749 | 150.8122
|  | 2.1712 | 151.044
|  | 2.1676 | 151.3778
|  | 2.164 | 151.9613
|  | 2.1604 | 152.4932
|  | 2.1568 | 152.5475
|  | 2.1532 | 152.6055
|  | 2.1496 | 153.3861
|  | 2.1461 | 154.4191
|  | 2.1425 | 155.5864
|  | 2.139 | 156.2682
|  | 2.1355 | 156.2177
|  | 2.1319 | 156.4742
|  | 2.1284 | 156.6017
|  | 2.125 | 156.6088
|  | 2.1215 | 156.9865
|  | 2.118 | 157.1831
|  | 2.1146 | 157.8423
|  | 2.1111 | 158.8889
|  | 2.1077 | 159.8295
|  | 2.1043 | 160.65
|  | 2.1008 | 161.7632
|  | 2.0974 | 163.8146
|  | 2.0941 | 165.8882
|  | 2.0907 | 168.054
|  | 2.0873 | 170.8723
|  | 2.084 | 173.0057
|  | 2.0806 | 174.8492
|  | 2.0773 | 175.672
|  | 2.074 | 175.4147
|  | 2.0707 | 176.2574
|  | 2.0673 | 177.8542
|  | 2.0641 | 179.7479
|  | 2.0608 | 182.9793
|  | 2.0575 | 175.7728
|  | 2.0542 | 181.4369
|  | 2.051 | 184.0824
|  | 2.0478 | 184.7469
|  | 2.0445 | 181.2308
|  | 2.0413 | 178.2421
|  | 2.0381 | 179.2956
|  | 2.0349 | 178.8168
|  | 2.0317 | 180.9449
|  | 2.0285 | 188.0328
|  | 2.0253 | 188.3663
|  | 2.0222 | 182.8992
|  | 2.0191 | 180.7579
|  | 2.0159 | 185.1485
|  | 2.0128 | 193.6636
|  | 2.0097 | 192.4856
|  | 2.0065 | 184.1801
|  | 2.0034 | 184.9021
|  | 2.0004 | 191.7364
|  | 1.9973 | 194.1002
|  | 1.9942 | 189.6765
|  | 1.9911 | 187.6439
|  | 1.9881 | 193.963
|  | 1.985 | 196.7642
|  | 1.982 | 197.5381
|  | 1.979 | 200.2489
|  | 1.976 | 199.1418
|  | 1.9729 | 199.1767
|  | 1.97 | 201.6821
|  | 1.967 | 201.4996
|  | 1.964 | 200.732
|  | 1.961 | 202.3664
|  | 1.9581 | 203.9312
|  | 1.9551 | 205.5728
|  | 1.9522 | 207.4799
|  | 1.9492 | 206.4215
|  | 1.9463 | 202.8273
|  | 1.9434 | 203.5745
|  | 1.9405 | 201.2112
|  | 1.9376 | 197.626
|  | 1.9347 | 206.6258
|  | 1.9318 | 216.9205
|  | 1.9289 | 220.189
|  | 1.926 | 216.3428
|  | 1.9232 | 211.4128
|  | 1.9203 | 213.588
|  | 1.9175 | 210.9163
|  | 1.9147 | 206.9543
|  | 1.9118 | 212.7452
|  | 1.909 | 219.202
|  | 1.9062 | 222.4453
|  | 1.9034 | 220.7407
|  | 1.9006 | 217.9056
|  | 1.8978 | 222.4936
|  | 1.8951 | 229.9449
|  | 1.8923 | 227.0804
|  | 1.8895 | 217.5439
|  | 1.8868 | 218.7579
|  | 1.8841 | 225.1989
|  | 1.8813 | 223.798
|  | 1.8786 | 222.7991
|  | 1.8759 | 226.908
|  | 1.8732 | 229.6008
|  | 1.8705 | 225.1957
|  | 1.8678 | 225.0271
|  | 1.8651 | 246.8459
|  | 1.8624 | 257.815
|  | 1.8597 | 241.7745
|  | 1.8571 | 231.54
|  | 1.8544 | 233.8944
|  | 1.8518 | 232.0437
|  | 1.8491 | 232.4357
|  | 1.8465 | 255.6334
|  | 1.8438 | 289.6794
|  | 1.8412 | 330.1121
|  | 1.8386 | 367.0457
|  | 1.836 | 387.1715
|  | 1.8334 | 407.8131
|  | 1.8308 | 422.2468
|  | 1.8282 | 417.1283
|  | 1.8257 | 410.7678
|  | 1.8231 | 392.0891
|  | 1.8205 | 357.0104
|  | 1.818 | 334.7922
|  | 1.8154 | 315.1143
|  | 1.8129 | 293.8173
|  | 1.8104 | 285.9552
|  | 1.8078 | 281.3451
|  | 1.8053 | 279.2892
|  | 1.8028 | 283.3436
|  | 1.8003 | 280.7802
|  | 1.7978 | 270.7025
|  | 1.7953 | 268.4586
|  | 1.7929 | 271.8687
|  | 1.7904 | 265.745
|  | 1.7879 | 266.4761
|  | 1.7854 | 282.9772
|  | 1.783 | 287.6939
|  | 1.7805 | 277.7815
|  | 1.7781 | 271.4475
|  | 1.7756 | 275.1057
|  | 1.7732 | 283.0218
|  | 1.7708 | 284.0384
|  | 1.7684 | 281.3741
|  | 1.766 | 284.5077
|  | 1.7636 | 288.1811
|  | 1.7612 | 287.0662
|  | 1.7588 | 287.1671
|  | 1.7564 | 282.7481
|  | 1.754 | 280.3288
|  | 1.7517 | 291.4684
|  | 1.7493 | 294.9833
|  | 1.7469 | 295.7068
|  | 1.7446 | 299.9948
|  | 1.7422 | 286.6425
|  | 1.7399 | 273.7644
|  | 1.7376 | 275.45
|  | 1.7352 | 284.513
|  | 1.7329 | 291.5894
|  | 1.7306 | 289.7299
|  | 1.7283 | 292.1817
|  | 1.726 | 296.3517
|  | 1.7237 | 294.5251
|  | 1.7214 | 299.957
|  | 1.7191 | 307.4436
|  | 1.7169 | 310.3713
|  | 1.7146 | 314.1782
|  | 1.7123 | 311.4211
|  | 1.7101 | 306.0181
|  | 1.7078 | 310.0982
|  | 1.7056 | 322.8831
|  | 1.7033 | 335.1936
|  | 1.7011 | 344.7818
|  | 1.7 | 340.425
|  | 1.6988 | 361.699
|  | 1.6976 | 357.439
|  | 1.6964 | 353.179
|  | 1.6952 | 349.02
|  | 1.694 | 370.233
|  | 1.6928 | 374.416
|  | 1.6916 | 366.017
|  | 1.6904 | 374.299
|  | 1.6892 | 353.382
|  | 1.688 | 374.848
|  | 1.6868 | 412.626
|  | 1.6856 | 400.153
|  | 1.6844 | 413.155
|  | 1.6832 | 442.554
|  | 1.682 | 442.3
|  | 1.6808 | 426.488
|  | 1.6796 | 486.118
|  | 1.6784 | 545.6
|  | 1.6772 | 596.552
|  | 1.676 | 638.555
|  | 1.6748 | 653.121
|  | 1.6736 | 751.739
|  | 1.6724 | 878.943
|  | 1.6712 | 979.437
|  | 1.67 | 1008.299
|  | 1.6688 | 999.115
|  | 1.6676 | 965.729
|  | 1.6664 | 956.253
|  | 1.6652 | 914.524
|  | 1.664 | 902.894
|  | 1.6628 | 927.924
|  | 1.6616 | 935.218
|  | 1.6604 | 905.962
|  | 1.6592 | 892.028
|  | 1.658 | 844.576
|  | 1.6568 | 778.993
|  | 1.6556 | 670.768
|  | 1.6543 | 625.746
|  | 1.6531 | 522.741
|  | 1.652 | 503.492
|  | 1.6507 | 434.043
|  | 1.6496 | 432.97
|  | 1.6483 | 407.229
|  | 1.6471 | 379.472
|  | 1.646 | 394.595
|  | 1.6447 | 370.606
|  | 1.6435 | 378.523
|  | 1.6423 | 373.854
|  | 1.6411 | 361.91
|  | 1.6399 | 365.958
|  | 1.6387 | 366.826
|  | 1.6375 | 383.2
|  | 1.6363 | 387.008
|  | 1.6351 | 380.912
|  | 1.6339 | 343.278
|  | 1.6327 | 317.478
|  | 1.6315 | 290.333
|  | 1.6303 | 307.372
|  | 1.6291 | 325.414
|  | 1.6279 | 359.491
|  | 1.6267 | 392.268
|  | 1.6255 | 402.936
|  | 1.6243 | 380.027
|  | 1.6231 | 333.176
|  | 1.6219 | 287.425
|  | 1.6207 | 259.294
|  | 1.6195 | 259.025
|  | 1.6183 | 315.268
|  | 1.6171 | 382.538
|  | 1.6159 | 432.85
|  | 1.6147 | 412.785
|  | 1.6135 | 355.607
|  | 1.6123 | 334.713
|  | 1.6111 | 371.787
|  | 1.6099 | 390.53
|  | 1.6087 | 378.399
|  | 1.6075 | 374.139
|  | 1.6063 | 371.541
|  | 1.6051 | 386.898
|  | 1.6039 | 380.935
|  | 1.6027 | 360.206
|  | 1.6015 | 389.395
|  | 1.6003 | 367.371
|  | 1.5991 | 382.979
|  | 1.5979 | 382.617
|  | 1.5967 | 379.456
|  | 1.5955 | 386.493
|  | 1.5943 | 379.473
|  | 1.5931 | 386.097
|  | 1.5919 | 375.235
|  | 1.5907 | 382.979
|  | 1.5895 | 383.369
|  | 1.5883 | 387.63
|  | 1.5871 | 390.689
|  | 1.5859 | 382.573
|  | 1.5847 | 379.949
|  | 1.5835 | 391.076
|  | 1.5823 | 386.399
|  | 1.5811 | 380.409
|  | 1.5799 | 396.171
|  | 1.5787 | 398.28
|  | 1.5775 | 383.414
|  | 1.5763 | 388.989
|  | 1.5751 | 404.697
|  | 1.5739 | 407.169
|  | 1.5727 | 394.842
|  | 1.5715 | 387.689
|  | 1.5703 | 391.949
|  | 1.5691 | 395.281
|  | 1.5679 | 391.022
|  | 1.5667 | 387.707
|  | 1.5655 | 391.965
|  | 1.5643 | 396.225
|  | 1.5631 | 400.485
|  | 1.5619 | 404.254
|  | 1.5607 | 404.748
|  | 1.5595 | 409.008
|  | 1.5583 | 412.765
|  | 1.5571 | 412.258
|  | 1.5559 | 409.021
|  | 1.5547 | 412.251
|  | 1.5534 | 408.51
|  | 1.5522 | 407.987
|  | 1.5511 | 403.728
|  | 1.5498 | 400.533
|  | 1.5487 | 403.719
|  | 1.5474 | 400.542
|  | 1.5462 | 403.71
|  | 1.5451 | 400.001
|  | 1.5438 | 401.108
|  | 1.5426 | 409.068
|  | 1.5414 | 411.642
|  | 1.5402 | 404.254
|  | 1.539 | 404.825
|  | 1.5378 | 409.085
|  | 1.5366 | 412.186
|  | 1.5354 | 408.51
|  | 1.5342 | 408.51
|  | 1.533 | 408.51
|  | 1.5318 | 408.512
|  | 1.5306 | 409.113
|  | 1.5294 | 412.162
|  | 1.5282 | 409.12
|  | 1.527 | 412.153
|  | 1.5258 | 409.128
|  | 1.5246 | 412.766
|  | 1.5234 | 411.514
|  | 1.5222 | 406.146
|  | 1.521 | 415.752
|  | 1.5198 | 410.426
|  | 1.5186 | 419.989
|  | 1.5174 | 413.412
|  | 1.5162 | 417.672
|  | 1.515 | 421.276
|  | 1.5138 | 419.957
|  | 1.5126 | 413.431
|  | 1.5114 | 416.353
|  | 1.5102 | 412.766
|  | 1.509 | 413.443
|  | 1.5078 | 417.021
|  | 1.5066 | 417.707
|  | 1.5054 | 420.587
|  | 1.5042 | 417.715
|  | 1.503 | 420.579
|  | 1.5018 | 417.021
|  | 1.5006 | 419.142
|  | 1.4994 | 426.944
|  | 1.4982 | 412.765
|  | 1.497 | 414.925
|  | 1.4958 | 424.808
|  | 1.4946 | 420.549
|  | 1.4934 | 417.754
|  | 1.4922 | 421.277
|  | 1.491 | 422.018
|  | 1.4898 | 424.787
|  | 1.4886 | 421.277
|  | 1.4874 | 421.276
|  | 1.4862 | 421.277
|  | 1.485 | 422.039
|  | 1.4838 | 425.532
|  | 1.4826 | 425.532
|  | 1.4814 | 426.307
|  | 1.4802 | 429.007
|  | 1.479 | 426.316
|  | 1.4778 | 429.788
|  | 1.4766 | 429.788
|  | 1.4754 | 429.787
|  | 1.4742 | 429.788
|  | 1.473 | 428.982
|  | 1.4718 | 425.532
|  | 1.4706 | 425.532
|  | 1.4694 | 425.532
|  | 1.4682 | 426.354
|  | 1.467 | 429.787
|  | 1.4658 | 429.787
|  | 1.4646 | 429.788
|  | 1.4634 | 429.787
|  | 1.4622 | 429.788
|  | 1.461 | 431.483
|  | 1.4598 | 437.446
|  | 1.4586 | 434.899
|  | 1.4574 | 438.297
|  | 1.4562 | 439.162
|  | 1.455 | 441.685
|  | 1.4538 | 439.172
|  | 1.4526 | 441.675
|  | 1.4513 | 438.297
|  | 1.4502 | 439.183
|  | 1.4489 | 442.554
|  | 1.4478 | 442.554
|  | 1.4466 | 442.554
|  | 1.4453 | 441.65
|  | 1.4441 | 439.205
|  | 1.4429 | 442.554
|  | 1.4417 | 443.47
|  | 1.4405 | 445.889
|  | 1.4393 | 442.554
|  | 1.4381 | 443.482
|  | 1.4369 | 446.808
|  | 1.4357 | 445.871
|  | 1.4345 | 442.552
|  | 1.4333 | 442.552
|  | 1.4321 | 442.552
|  | 1.4309 | 445.413
|  | 1.4297 | 453.403
|  | 1.4285 | 448.734
|  | 1.4273 | 454.352
|  | 1.4261 | 450.092
|  | 1.4249 | 446.808
|  | 1.4237 | 446.808
|  | 1.4225 | 448.776
|  | 1.4213 | 454.331
|  | 1.4201 | 452.057
|  | 1.4189 | 455.319
|  | 1.4177 | 454.318
|  | 1.4165 | 452.069
|  | 1.4153 | 455.319
|  | 1.4141 | 454.305
|  | 1.4129 | 451.063
|  | 1.4117 | 451.064
|  | 1.4105 | 451.063
|  | 1.4093 | 450.032
|  | 1.4081 | 448.878
|  | 1.4069 | 454.28
|  | 1.4057 | 453.152
|  | 1.4045 | 458.527
|  | 1.4033 | 455.319
|  | 1.4021 | 456.375
|  | 1.4009 | 459.574
|  | 1.3997 | 460.639
|  | 1.3985 | 464.899
|  | 1.3973 | 468.086
|  | 1.3961 | 469.162
|  | 1.3949 | 472.341
|  | 1.3937 | 474.513
|  | 1.3925 | 483.033
|  | 1.3913 | 493.741
|  | 1.3901 | 511.877
|  | 1.3889 | 529.865
|  | 1.3877 | 539.493
|  | 1.3865 | 552.272
|  | 1.3853 | 562.818
|  | 1.3841 | 568.198
|  | 1.3829 | 573.343
|  | 1.3817 | 567.956
|  | 1.3805 | 560.569
|  | 1.3793 | 556.31
|  | 1.3781 | 552.05
|  | 1.3769 | 546.645
|  | 1.3757 | 538.125
|  | 1.3745 | 528.451
|  | 1.3733 | 516.831
|  | 1.3721 | 508.313
|  | 1.3709 | 500.961
|  | 1.3697 | 496.702
|  | 1.3685 | 493.617
|  | 1.3673 | 491.258
|  | 1.3661 | 485.106
|  | 1.3649 | 482.73
|  | 1.3637 | 476.596
|  | 1.3625 | 477.793
|  | 1.3613 | 479.65
|  | 1.3601 | 477.802
|  | 1.3589 | 479.64
|  | 1.3577 | 474.168
|  | 1.3565 | 468.086
|  | 1.3553 | 468.085
|  | 1.354 | 470.539
|  | 1.3529 | 476.595
|  | 1.3517 | 476.595
|  | 1.3504 | 477.835
|  | 1.3493 | 479.607
|  | 1.348 | 479.091
|  | 1.3469 | 483.854
|  | 1.3457 | 482.108
|  | 1.3444 | 485.106
|  | 1.3432 | 486.372
|  | 1.342 | 489.362
|  | 1.3408 | 486.814
|  | 1.3396 | 483.407
|  | 1.3384 | 486.798
|  | 1.3372 | 482.138
|  | 1.336 | 486.398
|  | 1.3348 | 489.362
|  | 1.3336 | 489.362
|  | 1.3324 | 489.362
|  | 1.3312 | 489.362
|  | 1.33 | 489.362
|  | 1.3288 | 490.678
|  | 1.3276 | 493.617
|  | 1.3264 | 493.617
|  | 1.3252 | 493.617
|  | 1.324 | 493.617
|  | 1.3228 | 492.28
|  | 1.3216 | 492.045
|  | 1.3204 | 497.872
|  | 1.3192 | 496.522
|  | 1.318 | 494.971
|  | 1.3168 | 499.23
|  | 1.3156 | 502.128
|  | 1.3144 | 500.76
|  | 1.3132 | 497.872
|  | 1.312 | 499.249
|  | 1.3108 | 500.748
|  | 1.3096 | 497.873
|  | 1.3084 | 497.873
|  | 1.3072 | 497.872
|  | 1.306 | 499.27
|  | 1.3048 | 502.127
|  | 1.3036 | 500.722
|  | 1.3024 | 499.283
|  | 1.3012 | 502.128
|  | 1.3 | 500.709
|  | 1.2988 | 499.294
|  | 1.2976 | 503.554
|  | 1.2964 | 504.952
|  | 1.2952 | 502.128
|  | 1.294 | 505.007
|  | 1.2928 | 509.195
|  | 1.2916 | 507.832
|  | 1.2904 | 509.186
|  | 1.2892 | 506.383
|  | 1.288 | 506.383
|  | 1.2868 | 507.848
|  | 1.2856 | 507.699
|  | 1.2844 | 502.128
|  | 1.2832 | 505.084
|  | 1.282 | 510.639
|  | 1.2808 | 510.639
|  | 1.2796 | 512.129
|  | 1.2784 | 511.904
|  | 1.2772 | 509.382
|  | 1.276 | 514.893
|  | 1.2748 | 514.894
|  | 1.2736 | 514.894
|  | 1.2724 | 516.41
|  | 1.2712 | 519.149
|  | 1.27 | 520.674
|  | 1.2688 | 524.933
|  | 1.2676 | 530.727
|  | 1.2664 | 540.784
|  | 1.2652 | 552.02
|  | 1.264 | 560.539
|  | 1.2628 | 572.158
|  | 1.2616 | 581.424
|  | 1.2604 | 581.841
|  | 1.2592 | 596.613
|  | 1.258 | 622.172
|  | 1.2568 | 647.729
|  | 1.2556 | 678.015
|  | 1.2544 | 708.448
|  | 1.2531 | 722.317
|  | 1.2519 | 730.837
|  | 1.2508 | 736.17
|  | 1.2495 | 729.781
|  | 1.2484 | 712.744
|  | 1.2471 | 700.522
|  | 1.2459 | 689.823
|  | 1.2448 | 671.754
|  | 1.2435 | 660.593
|  | 1.2423 | 652.074
|  | 1.2411 | 640.301
|  | 1.2399 | 624.893
|  | 1.2387 | 626.836
|  | 1.2375 | 644.194
|  | 1.2363 | 655.03
|  | 1.2351 | 677.976
|  | 1.2339 | 698.575
|  | 1.2327 | 704.726
|  | 1.2315 | 702.128
|  | 1.2303 | 703.793
|  | 1.2291 | 703.044
|  | 1.2279 | 692.852
|  | 1.2267 | 680.072
|  | 1.2255 | 663.929
|  | 1.2243 | 644.318
|  | 1.2231 | 623.896
|  | 1.2219 | 601.729
|  | 1.2207 | 582.992
|  | 1.2195 | 568.509
|  | 1.2183 | 562.542
|  | 1.2171 | 555.735
|  | 1.2159 | 553.192
|  | 1.2147 | 554.913
|  | 1.2135 | 557.447
|  | 1.2123 | 557.447
|  | 1.2111 | 557.447
|  | 1.2099 | 555.708
|  | 1.2087 | 554.933
|  | 1.2075 | 555.701
|  | 1.2063 | 553.191
|  | 1.2051 | 554.946
|  | 1.2039 | 555.687
|  | 1.2027 | 554.954
|  | 1.2015 | 557.446
|  | 1.2003 | 555.674
|  | 1.1991 | 553.191
|  | 1.1979 | 551.411
|  | 1.1967 | 552.506
|  | 1.1955 | 557.447
|  | 1.1943 | 557.446
|  | 1.1931 | 557.447
|  | 1.1919 | 555.645
|  | 1.1907 | 553.191
|  | 1.1895 | 553.191
|  | 1.1883 | 553.192
|  | 1.1871 | 555.011
|  | 1.1859 | 555.624
|  | 1.1847 | 555.018
|  | 1.1835 | 557.446
|  | 1.1823 | 557.446
|  | 1.1811 | 557.446
|  | 1.1799 | 557.446
|  | 1.1787 | 557.447
|  | 1.1775 | 559.301
|  | 1.1763 | 559.846
|  | 1.1751 | 557.447
|  | 1.1739 | 557.446
|  | 1.1727 | 555.576
|  | 1.1715 | 555.065
|  | 1.1703 | 555.568
|  | 1.1691 | 555.074
|  | 1.1679 | 557.447
|  | 1.1667 | 557.447
|  | 1.1655 | 557.446
|  | 1.1643 | 559.347
|  | 1.1631 | 561.702
|  | 1.1619 | 563.61
|  | 1.1607 | 564.045
|  | 1.1595 | 559.785
|  | 1.1583 | 559.367
|  | 1.1571 | 563.627
|  | 1.1559 | 567.887
|  | 1.1547 | 570.213
|  | 1.1535 | 574.089
|  | 1.1522 | 580.666
|  | 1.151 | 579.085
|  | 1.1499 | 578.369
|  | 1.1486 | 582.979
|  | 1.1475 | 586.898
|  | 1.1462 | 593.453
|  | 1.145 | 601.648
|  | 1.1438 | 610.482
|  | 1.1426 | 614.742
|  | 1.1414 | 620.983
|  | 1.1402 | 627.518
|  | 1.139 | 627.799
|  | 1.1378 | 627.526
|  | 1.1366 | 625.792
|  | 1.1354 | 615.27
|  | 1.1342 | 606.504
|  | 1.133 | 602.244
|  | 1.1318 | 600
|  | 1.1306 | 597.981
|  | 1.1294 | 595.745
|  | 1.1282 | 593.718
|  | 1.127 | 589.459
|  | 1.1258 | 589.27
|  | 1.1246 | 587.41
|  | 1.1234 | 580.935
|  | 1.1222 | 580.772
|  | 1.121 | 580.925
|  | 1.1198 | 580.78
|  | 1.1186 | 580.916
|  | 1.1174 | 578.722
|  | 1.1162 | 580.793
|  | 1.115 | 582.979
|  | 1.1138 | 582.978
|  | 1.1126 | 585.061
|  | 1.1114 | 587.234
|  | 1.1102 | 587.234
|  | 1.109 | 587.234
|  | 1.1078 | 585.135
|  | 1.1066 | 585.083
|  | 1.1054 | 585.126
|  | 1.1042 | 585.092
|  | 1.103 | 589.351
|  | 1.1018 | 589.368
|  | 1.1006 | 587.234
|  | 1.0994 | 589.365
|  | 1.0982 | 591.491
|  | 1.097 | 591.49
|  | 1.0958 | 591.489
|  | 1.0946 | 591.489
|  | 1.0934 | 593.641
|  | 1.0922 | 597.9
|  | 1.091 | 600
|  | 1.0898 | 600
|  | 1.0886 | 602.168
|  | 1.0874 | 604.255
|  | 1.0862 | 602.078
|  | 1.085 | 602.181
|  | 1.0838 | 602.07
|  | 1.0826 | 600
|  | 1.0814 | 600
|  | 1.0802 | 602.197
|  | 1.079 | 606.457
|  | 1.0778 | 606.305
|  | 1.0766 | 606.466
|  | 1.0754 | 608.511
|  | 1.0742 | 608.511
|  | 1.073 | 608.511
|  | 1.0718 | 610.738
|  | 1.0706 | 614.998
|  | 1.0694 | 617.022
|  | 1.0682 | 617.022
|  | 1.067 | 617.022
|  | 1.0658 | 617.022
|  | 1.0646 | 619.274
|  | 1.0634 | 623.534
|  | 1.0622 | 627.794
|  | 1.061 | 627.521
|  | 1.0598 | 625.532
|  | 1.0586 | 627.806
|  | 1.0574 | 629.787
|  | 1.0562 | 627.504
|  | 1.055 | 630.106
|  | 1.0537 | 634.043
|  | 1.0526 | 634.042
|  | 1.0514 | 636.342
|  | 1.0501 | 638.298
|  | 1.049 | 640.606
|  | 1.0477 | 640.24
|  | 1.0466 | 640.615
|  | 1.0454 | 642.554
|  | 1.0441 | 644.879
|  | 1.0429 | 649.138
|  | 1.0417 | 648.73
|  | 1.0405 | 646.809
|  | 1.0393 | 646.809
|  | 1.0381 | 646.809
|  | 1.0369 | 649.16
|  | 1.0357 | 651.065
|  | 1.0345 | 653.424
|  | 1.0333 | 655.32
|  | 1.0321 | 652.951
|  | 1.0309 | 653.436
|  | 1.0297 | 655.32
|  | 1.0285 | 655.32
|  | 1.0273 | 657.704
|  | 1.0261 | 657.185
|  | 1.0249 | 657.713
|  | 1.0237 | 666.768
|  | 1.0225 | 674.742
|  | 1.0213 | 681.409
|  | 1.0201 | 692.339
|  | 1.0189 | 709.948
|  | 1.0177 | 731.246
|  | 1.0165 | 754.967
|  | 1.0153 | 782.953
|  | 1.0141 | 805.473
|  | 1.0129 | 820.075
|  | 1.0117 | 832.855
|  | 1.0105 | 838.297
|  | 1.0093 | 835.849
|  | 1.0081 | 829.137
|  | 1.0069 | 813.244
|  | 1.0057 | 791.945
|  | 1.0045 | 773.114
|  | 1.0033 | 756.076
|  | 1.0021 | 746.462
|  | 1.0009 | 739.722
|  | 0.9997 | 733.686
|  | 0.9985 | 729.427
|  | 0.9973 | 722.675
|  | 0.9961 | 719.148
|  | 0.9949 | 719.148
|  | 0.99369 | 714.14
|  | 0.99249 | 713.148
|  | 0.99129 | 714.894
|  | 0.99009 | 717.412
|  | 0.98889 | 724.193
|  | 0.98769 | 727.659
|  | 0.98649 | 732.72
|  | 0.98529 | 741.239
|  | 0.98408 | 757.373
|  | 0.98288 | 783.757
|  | 0.98168 | 811.028
|  | 0.98048 | 836.585
|  | 0.97928 | 857.031
|  | 0.97808 | 868.949
|  | 0.97688 | 872.34
|  | 0.97568 | 869.771
|  | 0.97447 | 865.512
|  | 0.97327 | 853.521
|  | 0.97207 | 833.902
|  | 0.97087 | 815.19
|  | 0.96967 | 803.33
|  | 0.96847 | 792.218
|  | 0.96727 | 782.038
|  | 0.96607 | 773.519
|  | 0.96487 | 770.212
|  | 0.96366 | 764.99
|  | 0.96246 | 759.087
|  | 0.96126 | 757.447
|  | 0.96006 | 752.199
|  | 0.95886 | 751.563
|  | 0.95766 | 753.191
|  | 0.95646 | 758.465
|  | 0.95526 | 759.061
|  | 0.95405 | 757.446
|  | 0.95285 | 757.446
|  | 0.95165 | 760.101
|  | 0.95045 | 761.703
|  | 0.94925 | 761.703
|  | 0.94805 | 759.036
|  | 0.94685 | 757.447
|  | 0.94565 | 760.123
|  | 0.94444 | 761.703
|  | 0.94324 | 764.386
|  | 0.94204 | 765.957
|  | 0.94084 | 763.266
|  | 0.93964 | 767.095
|  | 0.93844 | 770.213
|  | 0.93724 | 770.213
|  | 0.93604 | 770.213
|  | 0.93484 | 770.213
|  | 0.93363 | 772.931
|  | 0.93243 | 774.468
|  | 0.93123 | 771.742
|  | 0.93003 | 775.674
|  | 0.92883 | 775.989
|  | 0.92763 | 774.469
|  | 0.92643 | 774.469
|  | 0.92523 | 777.215
|  | 0.92402 | 781.475
|  | 0.92282 | 780.223
|  | 0.92162 | 784.244
|  | 0.92042 | 787.234
|  | 0.91922 | 790.003
|  | 0.91802 | 791.489
|  | 0.91682 | 797.044
|  | 0.91562 | 797.218
|  | 0.91441 | 795.744
|  | 0.91321 | 795.744
|  | 0.91201 | 792.95
|  | 0.91081 | 791.49
|  | 0.90961 | 797.095
|  | 0.90841 | 802.807
|  | 0.90721 | 804.255
|  | 0.90601 | 804.255
|  | 0.90481 | 804.255
|  | 0.9036 | 804.256
|  | 0.9024 | 804.256
|  | 0.9012 | 807.088
|  | 0.9 | 808.511
|  | 0.8988 | 808.511
|  | 0.8976 | 811.356
|  | 0.8964 | 815.616
|  | 0.8952 | 819.876
|  | 0.89399 | 818.419
|  | 0.89279 | 817.022
|  | 0.89159 | 822.755
|  | 0.89039 | 828.402
|  | 0.88919 | 829.787
|  | 0.88799 | 829.788
|  | 0.88679 | 829.788
|  | 0.88559 | 832.675
|  | 0.88438 | 834.042
|  | 0.88318 | 836.939
|  | 0.88198 | 835.397
|  | 0.88078 | 834.042
|  | 0.87958 | 836.952
|  | 0.87838 | 841.211
|  | 0.87718 | 839.635
|  | 0.87598 | 844.142
|  | 0.87478 | 843.882
|  | 0.87357 | 842.554
|  | 0.87237 | 842.553
|  | 0.87117 | 845.491
|  | 0.86997 | 852.694
|  | 0.86877 | 858.267
|  | 0.86757 | 868.431
|  | 0.86637 | 887.121
|  | 0.86517 | 905.459
|  | 0.86396 | 919.532
|  | 0.86276 | 932.311
|  | 0.86156 | 942.117
|  | 0.86036 | 947.658
|  | 0.85916 | 948.936
|  | 0.85796 | 942.965
|  | 0.85676 | 934.445
|  | 0.85556 | 922.931
|  | 0.85435 | 910.152
|  | 0.85315 | 903.379
|  | 0.85195 | 899.121
|  | 0.85075 | 888.838
|  | 0.84955 | 879.074
|  | 0.84835 | 876.596
|  | 0.84715 | 876.596
|  | 0.84595 | 876.596
|  | 0.84475 | 876.595
|  | 0.84354 | 873.558
|  | 0.84234 | 881.464
|  | 0.84114 | 882.061
|  | 0.83994 | 886.95
|  | 0.83874 | 889.362
|  | 0.83754 | 895.478
|  | 0.83634 | 900.935
|  | 0.83514 | 905.194
|  | 0.83393 | 912.525
|  | 0.83273 | 921.045
|  | 0.83153 | 935.723
|  | 0.83033 | 952.761
|  | 0.82913 | 969.798
|  | 0.82793 | 977.56
|  | 0.82673 | 981.819
|  | 0.82553 | 986.079
|  | 0.82432 | 987.234
|  | 0.82312 | 977.906
|  | 0.82192 | 983.809
|  | 0.82072 | 990.353
|  | 0.81952 | 988.367
|  | 0.81832 | 993.487
|  | 0.81712 | 995.745
|  | 0.81592 | 998.879
|  | 0.81472 | 996.861
|  | 0.81351 | 992.601
|  | 0.81231 | 985.194
|  | 0.81111 | 976.674
|  | 0.80991 | 961.843
|  | 0.80871 | 954.286
|  | 0.80751 | 946.862
|  | 0.80631 | 941.512
|  | 0.80511 | 946.772
|  | 0.8039 | 945.759
|  | 0.8027 | 938.316
|  | 0.8015 | 936.169
|  | 0.8003 | 936.17
|  | 0.7991 | 939.365
|  | 0.7979 | 934.029
|  | 0.7967 | 931.915
|  | 0.7955 | 938.329
|  | 0.79429 | 934.002
|  | 0.79309 | 935.131
|  | 0.79189 | 932.95
|  | 0.79069 | 928.69
|  | 0.78949 | 930.889
|  | 0.78829 | 928.682
|  | 0.78709 | 924.423
|  | 0.78589 | 916.921
|  | 0.78469 | 918.139
|  | 0.78348 | 919.149
|  | 0.78228 | 915.895
|  | 0.78108 | 911.635
|  | 0.77988 | 913.901
|  | 0.77868 | 911.627
|  | 0.77748 | 913.909
|  | 0.77628 | 911.618
|  | 0.77508 | 913.919
|  | 0.77387 | 911.61
|  | 0.77267 | 917.215
|  | 0.77147 | 915.857
|  | 0.77027 | 911.597
|  | 0.76907 | 917.24
|  | 0.76787 | 925.76
|  | 0.76667 | 921.04
|  | 0.76547 | 919.149
|  | 0.76426 | 922.467
|  | 0.76306 | 926.727
|  | 0.76186 | 927.66
|  | 0.76066 | 934.322
|  | 0.75946 | 936.171
|  | 0.75826 | 939.51
|  | 0.75706 | 953.8
|  | 0.75586 | 960.795
|  | 0.75466 | 958.35
|  | 0.75345 | 957.447
|  | 0.75225 | 957.447
|  | 0.75105 | 950.717
|  | 0.74985 | 938.829
|  | 0.74865 | 942.917
|  | 0.74745 | 937.925
|  | 0.74625 | 929.406
|  | 0.74505 | 931.045
|  | 0.74384 | 935.305
|  | 0.74264 | 936.171
|  | 0.74144 | 936.171
|  | 0.74024 | 936.171
|  | 0.73904 | 939.578
|  | 0.73784 | 940.426
|  | 0.73664 | 940.425
|  | 0.73544 | 940.425
|  | 0.73423 | 940.425
|  | 0.73303 | 933.568
|  | 0.73183 | 942.214
|  | 0.73063 | 948.119
|  | 0.72943 | 945.494
|  | 0.72823 | 941.234
|  | 0.72703 | 940.425
|  | 0.72583 | 950.788
|  | 0.72463 | 956.65
|  | 0.72342 | 964.373
|  | 0.72222 | 990.229
|  | 0.72102 | 1016.573
|  | 0.71982 | 1035.18
|  | 0.71862 | 1055.697
|  | 0.71742 | 1070.028
|  | 0.71622 | 1068.853
|  | 0.71502 | 1068.085
|  | 0.71381 | 1064.588
|  | 0.71261 | 1060.328
|  | 0.71141 | 1052.564
|  | 0.71021 | 1044.045
|  | 0.70901 | 1046.067
|  | 0.70781 | 1046.808
|  | 0.70661 | 1060.899
|  | 0.70541 | 1077.938
|  | 0.7042 | 1094.976
|  | 0.703 | 1112.013
|  | 0.7018 | 1121.972
|  | 0.7006 | 1141.123
|  | 0.6994 | 1134.036
|  | 0.6982 | 1131.915
|  | 0.697 | 1128.359
|  | 0.6958 | 1120.537
|  | 0.6946 | 1119.149
|  | 0.69339 | 1115.581
|  | 0.69219 | 1114.895
|  | 0.69099 | 1129.206
|  | 0.68979 | 1139.079
|  | 0.68859 | 1133.252
|  | 0.68739 | 1131.915
|  | 0.68619 | 1149.89
|  | 0.68499 | 1142.393
|  | 0.68378 | 1136.823
|  | 0.68258 | 1150.602
|  | 0.68138 | 1142.355
|  | 0.68018 | 1147.659
|  | 0.67898 | 1159.798
|  | 0.67778 | 1168.952
|  | 0.67658 | 1170.213
|  | 0.67538 | 1177.48
|  | 0.67417 | 1175.086
|  | 0.67297 | 1159.899
|  | 0.67177 | 1161.093
|  | 0.67057 | 1161.702
|  | 0.66937 | 1150.738
|  | 0.66817 | 1141.618
|  | 0.66697 | 1133.099
|  | 0.66577 | 1139.25
|  | 0.66457 | 1133.082
|  | 0.66336 | 1124.564
|  | 0.66216 | 1119.725
|  | 0.66096 | 1108.095
|  | 0.65976 | 1102.694
|  | 0.65856 | 1098.434
|  | 0.65736 | 1105.268
|  | 0.65616 | 1106.382
|  | 0.65496 | 1102.677
|  | 0.65375 | 1102.128
|  | 0.65255 | 1105.842
|  | 0.65135 | 1121.257
|  | 0.65015 | 1123.404
|  | 0.64895 | 1127.131
|  | 0.64775 | 1135.121
|  | 0.64655 | 1128.699
|  | 0.64535 | 1123.919
|  | 0.64414 | 1123.404
|  | 0.64294 | 1142.145
|  | 0.64174 | 1159.692
|  | 0.64054 | 1188.002
|  | 0.63934 | 1187.727
|  | 0.63814 | 1213.593
|  | 0.63694 | 1209.482
|  | 0.63574 | 1219.832
|  | 0.63454 | 1206.164
|  | 0.63333 | 1208.038
|  | 0.63213 | 1189.575
|  | 0.63093 | 1191.025
|  | 0.62973 | 1176.309
|  | 0.62853 | 1201.066
|  | 0.62733 | 1200.451
|  | 0.62613 | 1192.384
|  | 0.62493 | 1202.925
|  | 0.62372 | 1192.807
|  | 0.62252 | 1183.849
|  | 0.62132 | 1171.503
|  | 0.62012 | 1181.702
|  | 0.61892 | 1171.478
|  | 0.61772 | 1177.888
|  | 0.61652 | 1201.775
|  | 0.61532 | 1185.023
|  | 0.61411 | 1190.681
|  | 0.61291 | 1183.781
|  | 0.61171 | 1179.118
|  | 0.61051 | 1163.269
|  | 0.60931 | 1126.893
|  | 0.60811 | 1146.636
|  | 0.60691 | 1141.186
|  | 0.60571 | 1124.904
|  | 0.60451 | 1131.174
|  | 0.6033 | 1131.915
|  | 0.6021 | 1124.13
|  | 0.6009 | 1115.609
|  | 0.5997 | 1068.074
|  | 0.5985 | 1040.392
|  | 0.5973 | 1057.849
|  | 0.5961 | 1020.427
|  | 0.5949 | 1056.21
|  | 0.59369 | 1036.035
|  | 0.59249 | 994.77
|  | 0.59129 | 1046.53
|  | 0.59009 | 1043.191
|  | 0.58889 | 1026.794
|  | 0.58769 | 1005.812
|  | 0.58649 | 1023.999
|  | 0.58529 | 1029.486
|  | 0.58408 | 1033.743
|  | 0.58288 | 1006.314
|  | 0.58168 | 1035.98
|  | 0.58048 | 998.597
|  | 0.57928 | 1083.179
|  | 0.57808 | 1093.34
|  | 0.57688 | 1069.72
|  | 0.57568 | 1095.992
|  | 0.57447 | 1085.9
|  | 0.57327 | 1065.129
|  | 0.57207 | 1063.831
|  | 0.57087 | 1071.84
|  | 0.56967 | 996.185
|  | 0.56847 | 1095.817
|  | 0.56727 | 1041.874
|  | 0.56607 | 1082.527
|  | 0.56487 | 1012.654
|  | 0.56366 | 1129.397
|  | 0.56246 | 1067.593
|  | 0.56126 | 1079.983
|  | 0.56006 | 1169.78
|  | 0.55886 | 1158.282
|  | 0.55766 | 1141.244
|  | 0.55646 | 1124.205
|  | 0.55526 | 1123.404
|  | 0.55405 | 1127.469
|  | 0.55285 | 1164.27
|  | 0.55165 | 1170.03
|  | 0.55045 | 1109.065
|  | 0.54925 | 1143.11
|  | 0.54805 | 1103.834
|  | 0.54685 | 1204.357
|  | 0.54565 | 1077.522
|  | 0.54444 | 1113.32
|  | 0.54324 | 1172.323
|  | 0.54204 | 1104.661
|  | 0.54084 | 1147.344
|  | 0.53964 | 1058.414
|  | 0.53844 | 1096.512
|  | 0.53724 | 1073.131
|  | 0.53604 | 1146.636
|  | 0.53484 | 1103.485
|  | 0.53363 | 1031.819
|  | 0.53243 | 1141.578
|  | 0.53123 | 1152.97
|  | 0.53003 | 1161.49
|  | 0.52883 | 1078.639
|  | 0.52763 | 1010.077
|  | 0.52643 | 1075.097
|  | 0.52523 | 1039.104
|  | 0.52402 | 1079.999
|  | 0.52282 | 1093.374
|  | 0.52162 | 1089.441
|  | 0.52042 | 1147.923
|  | 0.51922 | 1207.556
|  | 0.51802 | 1191.746
|  | 0.51682 | 1250.226
|  | 0.51562 | 1230.064
|  | 0.51441 | 1212.97

## Bend-Induced Attenuation
IRFS32 Bend-Induced Attenuation (Typical)
|  | Wavelength (µm) | 100 mm Bend Radius Attenuation (dB) | 90 mm Bend Radius Attenuation (dB) | 80 mm Bend Radius Attenuation (dB) | 70 mm Bend Radius Attenuation (dB) | 60 mm Bend Radius Attenuation (dB) | 50 mm Bend Radius Attenuation (dB) | 40 mm Bend Radius Attenuation (dB) | 30 mm Bend Radius Attenuation (dB) | 20 mm Bend Radius Attenuation (dB)
|  | 6.0011 | -0.55232 |  | -2.2403 | -1.5356 | -1.2099 | 4.1167 | 8.5076 | 7.0812 | 1.111
|  | 5.9734 | 0.35086 | -10.45 |  |  |  | -5.0065 | -9.2067 | -8.891 | -6.9626
|  | 5.946 | -4.8452 | -8.9905 |  |  | 13.4269 |  | -3.4706 | 3.7491 | 3.8348
|  | 5.9188 |  |  | 0.014537 | 1.1553 | 4.041 | -2.5177 | 0.82407 | -4.0474 | -3.2392
Product Raw Data |  | 5.8919 |  |  |  |  | 9.8999 | 2.35 | 1.8388 | 4.3074 | 8.147
InF₃ Single Mode Fiber Bend-Induced Attenuation |  | 5.8653 | 9.6127 | 14.2101 | 17.0252 | 3.5141 | 1.8111 | 2.8407 | 0.46901
|  | 5.8389 | 4.9985 | 3.0193 | 4.0288 | 1.4136 | 1.3062 | 1.7993 | 0.58538 | 5.158 | 5.1976
Bare Fiber Item # | IRFS32 | 5.8127 | 4.1673 | 0.14831 | 1.2621 | -0.51325 | -0.61711 | 1.2831 | 1.6798 | 3.3175
Patch Cable Item # Prefixes | P1-32F, P3-32F, P5-32F | 5.7867 | -1.8212 | -2.0057 | -1.616 | -1.066 | -2.1188 | -0.4836 | -0.67734 | -0.55452 | 5.2994
|  | 5.761 | -2.1128 | -1.5506 | -1.619 | 0.003081 | -2.1145 | -0.6341 | -1.6995 | -0.24091 | 1.8491
DISCLAIMER: The data presented here are typical. Slight variations in performance data will occur from lot to lot. Please contact Technical Support with any questions regarding the use or reliability of this data. |  | 5.7355 | -1.2896 | 0.22658 | -0.51496 | 0.87539 | -1.0671 | -1.0281 | -0.43132 | 1.3768 | 2.5618
|  | 5.7103 | -0.58886 | 0.42569 | -0.11604 | 0.70557 | -0.1837 | -0.74775 | 0.9269 | 1.1151 | 2.5661
|  | 5.6852 | -0.2581 | 0.020203 | -0.26666 | 0.56436 | -0.135 | -0.29416 | 0.55573 | 0.20375 | 1.6855
|  | 5.6604 | -0.0033249 | -0.007133 | -0.066884 | 0.35928 | 0.20483 | 0.0001132 | 0.037883 | -0.22454 | 1.0388
|  | 5.6358 | 0.25122 | 0.037065 | 0.10016 | -0.023782 | 0.55669 | 0.2216 | 0.15152 | -0.3039 | 1.1965
|  | 5.6114 | 0.84239 | 0.24086 | -0.16914 | -0.60825 | -0.13296 | 0.44409 | 0.2302 | -0.13615 | 2.0879
This data may be used in publications. However, please cite Thorlabs as the source. |  | 5.5872 | 1.1222 | 0.32755 | -0.38416 | -0.72189 | -0.62596 | 0.48804 | 0.19772 | 0.11223 | 3.313
|  | 5.5632 | 0.3847 | 0.10102 | -0.22474 | -0.24965 | -0.35164 | 0.15794 | 0.14282 | 0.10277 | 4.3515
|  | 5.5394 | 0.044602 | 0.010717 | -0.014432 | -0.033514 | -0.075232 | -0.018534 | 0.029047 | 0.13462 | 6.0137
Additional Information: |  | 5.5159 | 0.14754 | 0.028745 | 0.082127 | 0.025877 | 0.053133 | 0.098461 | 0.019439 | 0.26251 | 7.2821
This data was obtained by measuring the attenuation of a bend-free 1 m length of fiber, and comparing with the attenuation of the same legnth when a single loop with the given radius was added. These values represent the additional attenuation added by the loop. Negative values are the result of experimental error. |  | 5.4925 | 0.13253 | 0.02855 | 0.077191 | 0.030261 | 0.065914 | 0.16405 | 0.079385 | 0.32102 | 5.457
|  | 5.4693 | -0.0016465 | 0.032419 | 0.04034 | -0.020494 | -0.0092036 | 0.064821 | 0.093567 | 0.32556 | 3.3506
|  | 5.4463 | -0.037086 | 0.027901 | 0.0091059 | -0.009692 | -0.024782 | 0.030041 | 0.033416 | 0.29667 | 2.2156
|  | 5.4235 | -0.05453 | -0.023972 | -0.045109 | -0.039733 | -0.041868 | 0.0080777 | -0.023551 | 0.18674 | 1.5375
|  | 5.4009 | -0.047792 | -0.031654 | -0.039515 | -0.042345 | -0.033195 | 0.0073017 | -0.0036663 | 0.13375 | 1.2137
|  | 5.3785 | -0.0084275 | -0.0053181 | -0.0024033 | -0.0097388 | 0.00036912 | 0.037281 | 0.028842 | 0.1413 | 1.0376
|  | 5.3563 | 0.024714 | 0.017406 | 0.024806 | 0.015747 | 0.026649 | 0.062201 | 0.046077 | 0.14796 | 0.85104
|  | 5.3343 | 0.032149 | 0.024468 | 0.029003 | 0.028003 | 0.032075 | 0.065045 | 0.050198 | 0.13099 | 0.69793
|  | 5.3124 | 0.033906 | 0.027111 | 0.030228 | 0.034632 | 0.030493 | 0.05998 | 0.044776 | 0.11153 | 0.61588
|  | 5.2907 | 0.033539 | 0.02767 | 0.030392 | 0.029385 | 0.027519 | 0.053481 | 0.033758 | 0.094285 | 0.51763
|  | 5.2692 | 0.022557 | 0.022086 | 0.02191 | 0.018693 | 0.020414 | 0.042338 | 0.026271 | 0.074618 | 0.3933
|  | 5.2479 | 0.017824 | 0.018128 | 0.019303 | 0.014852 | 0.017705 | 0.035096 | 0.022107 | 0.065311 | 0.29987
|  | 5.2267 | 0.016518 | 0.015428 | 0.020688 | 0.01483 | 0.019849 | 0.032528 | 0.022762 | 0.058891 | 0.25405
|  | 5.2057 | 0.012449 | 0.013897 | 0.019396 | 0.013926 | 0.018942 | 0.028964 | 0.023264 | 0.047016 | 0.23391
|  | 5.1849 | 0.012733 | 0.014296 | 0.017504 | 0.012851 | 0.014827 | 0.023211 | 0.021355 | 0.037441 | 0.21319
|  | 5.1643 | 0.0099271 | 0.012449 | 0.011206 | 0.010978 | 0.0098317 | 0.017583 | 0.019232 | 0.02912 | 0.18458
|  | 5.1438 | 0.0079276 | 0.012971 | 0.007664 | 0.0098181 | 0.009551 | 0.013074 | 0.012628 | 0.025251 | 0.14264
|  | 5.1234 | 0.011391 | 0.012696 | 0.0076136 | 0.010054 | 0.011504 | 0.012176 | 0.0087733 | 0.024337 | 0.10524
|  | 5.1033 | 0.0087364 | 0.0071436 | 0.0019748 | 0.0071315 | 0.0057182 | 0.014125 | 0.0086364 | 0.019238 | 0.08492
|  | 5.0832 | 0.0074931 | 0.0046173 | 0.0009094 | 0.0053197 | 0.0013787 | 0.013691 | 0.0063903 | 0.0169 | 0.069932
|  | 5.0634 | 0.008626 | 0.0048223 | 0.0049607 | 0.006809 | 0.0058531 | 0.013906 | 0.0085066 | 0.014893 | 0.061179
|  | 5.0437 | 0.0060952 | 0.005149 | 0.0061206 | 0.0086912 | 0.010979 | 0.01797 | 0.012935 | 0.010351 | 0.059184
|  | 5.0241 | 0.0080462 | 0.0092388 | 0.0061834 | 0.008717 | 0.012309 | 0.018328 | 0.011776 | 0.010917 | 0.05508
|  | 5.0047 | 0.0069909 | 0.01221 | 0.0037975 | 0.0042377 | 0.011959 | 0.012605 | 0.0096415 | 0.011429 | 0.047166
|  | 4.9855 | 0.0014532 | 0.0075631 | 0.0025738 | 0.0022764 | 0.010237 | 0.0058175 | 0.0079445 | 0.0078204 | 0.039428
|  | 4.9664 | 0.0019941 | 0.0027176 | 0.0027518 | 0.0046466 | 0.0064555 | 0.0030537 | 0.0042575 | 0.0051779 | 0.033675
|  | 4.9474 | 0.0032386 | 0.0039945 | -0.0010996 | 0.0037156 | 0.002265 | 0.0039582 | 0.0017482 | 0.0046679 | 0.027718
|  | 4.9286 | 0.0035559 | 0.008104 | -0.0019878 | 0.0037125 | -0.00013269 | 0.0035642 | 0.0027367 | 0.0057419 | 0.02173
|  | 4.91 | 0.0043275 | 0.0092093 | 0.0011298 | 0.0046242 | 0.0007923 | 0.0022635 | 0.004308 | 0.0064054 | 0.018289
|  | 4.8914 | 0.0022114 | 0.0080639 | 0.002506 | 0.0014252 | 0.00091197 | 0.0019253 | 0.0023772 | 0.0057774 | 0.013761
|  | 4.873 | 0.0017317 | 0.0077465 | 0.003562 | 0.00019377 | -0.0018554 | 0.002655 | -0.00038884 | 0.0045562 | 0.0068945
|  | 4.8548 | 0.0032249 | 0.0072015 | 0.0036098 | -0.00054114 | -0.0026175 | 0.0024306 | -0.00063506 | 0.0014907 | 0.0025835
|  | 4.8367 | 0.0021061 | 0.0073681 | 0.0016873 | -0.0034868 | -0.0029642 | 0.00080483 | -0.0019723 | -0.00069338 | -0.0010563
|  | 4.8187 | 0.00061126 | 0.005995 | -0.0010675 | -0.0032942 | -0.0037285 | -0.00085584 | -0.0030757 | -0.0020945 | -0.0015372
|  | 4.8008 | 0.0026137 | 0.0051561 | -0.00044734 | -0.00066523 | -0.0022804 | -0.00020453 | 0.0010357 | -0.0029439 | 0.0026196
|  | 4.7831 | 0.003948 | 0.0054764 | 0.0026195 | 0.00061005 | -0.0020574 | 0.00082912 | 0.0037457 | 0.00093263 | 0.0030739
|  | 4.7655 | 0.0018727 | 0.002992 | 0.00012667 | 0.00047785 | -0.002271 | -0.00025761 | 0.00053505 | 0.0010039 | 0.0024026
|  | 4.7481 | 0.0015811 | 0.0032475 | -0.0022944 | -0.00025663 | 0.00097416 | -0.0012613 | -0.0017942 | -0.0034402 | 0.0033116
|  | 4.7308 | 0.001965 | 0.0043836 | 7.0451e-05 | -0.00079289 | 0.0055468 | -0.0009792 | -0.0016588 | -0.0044506 | 0.0018945
|  | 4.7136 | -0.0010558 | 0.00053175 | -0.00068051 | -0.0010277 | 0.0042197 | -0.00028419 | -0.0013021 | -0.006275 | -0.0013474
|  | 4.6965 | -0.0022926 | -0.0020771 | -0.002563 | -0.002249 | -0.00090386 | -0.0008118 | -0.00022368 | -0.0068904 | -0.0042831
|  | 4.6795 | 0.00085622 | -0.00098677 | -0.00064389 | -0.0035234 | -0.0028045 | -0.0022714 | 0.00028548 | -0.0039011 | -0.0057402
|  | 4.6627 | 0.0019651 | 0.00056586 | -0.00081211 | -0.0039031 | -0.0041624 | -0.0035429 | 9.143e-05 | -0.0049483 | -0.0064656
|  | 4.646 | 0.0010164 | 0.0011966 | -0.0022619 | -0.0042567 | -0.0042721 | -0.0042377 | -0.0027131 | -0.0072784 | -0.0060512
|  | 4.6294 | 0.0006576 | -0.00059502 | -0.00034286 | -0.0033086 | -0.0027731 | -0.0043695 | -0.0048634 | -0.0055859 | -0.0043164
|  | 4.6129 | -0.0016262 | -0.0034506 | -0.0031112 | -0.0013117 | -0.0035034 | -0.0052293 | -0.0041113 | -0.0057001 | -0.0033968
|  | 4.5966 | -0.0023636 | -0.0024484 | -0.0067393 | -0.0022262 | -0.0060328 | -0.0047794 | -0.006958 | -0.0062437 | -0.0071577
|  | 4.5803 | -0.001734 | 0.00082164 | -0.0056833 | -0.0057269 | -0.0065731 | -0.0034768 | -0.0067485 | -0.0058975 | -0.0098209
|  | 4.5642 | -0.0046675 | -0.0017773 | -0.0067679 | -0.0069806 | -0.0049995 | -0.0060673 | -0.0024096 | -0.0099881 | -0.0057876
|  | 4.5482 | -0.0044724 | -0.0044793 | -0.0034631 | -0.0067192 | -0.0034112 | -0.0066212 | -0.0040796 | -0.010896 | -0.0042889
|  | 4.5323 | -0.00017536 | -0.0008281 | 0.0009504 | -0.0059896 | -0.0030003 | -0.0024682 | -0.0057706 | -0.0075582 | -0.0032363
|  | 4.5165 | -2.7589e-05 | 0.001298 | -0.0031693 | -0.0057217 | -0.0067225 | -0.00015275 | -0.0040055 | -0.0084109 | 0.00025586
|  | 4.5008 | -0.0011359 | 0.00053485 | -0.0041722 | -0.0057003 | -0.0084782 | -0.0013033 | -0.005611 | -0.0077906 | -0.00054177
|  | 4.4852 | -0.0041057 | -0.0023143 | -0.0045813 | -0.004895 | -0.0069656 | -0.0043643 | -0.0075015 | -0.0077864 | -0.003584
|  | 4.4697 | -0.0072654 | -0.0052457 | -0.0099982 | -0.0056041 | -0.0078801 | -0.0072298 | -0.0092193 | -0.011409 | -0.0071075
|  | 4.4544 | -0.0032766 | -0.0062821 | -0.0088068 | -0.0054053 | -0.0090547 | -0.0083816 | -0.01218 | -0.0081578 | -0.0096901
|  | 4.4391 | -0.0018484 | -0.0050172 | -0.0052475 | -0.0041191 | -0.00924 | -0.0057475 | -0.0088558 | -0.0040408 | -0.0048279
|  | 4.424 | -0.0044044 | -0.00082858 | -0.005979 | -0.0048576 | -0.0097128 | -0.0027008 | -0.0068357 | -0.0030502 | -0.00068713
|  | 4.4089 | -0.0040818 | 0.0015456 | -0.0045586 | -0.0029999 | -0.0095861 | -0.004572 | -0.0089205 | -0.00060246 | -0.0019971
|  | 4.394 | -0.0034264 | 0.00054545 | -0.0041008 | -0.00048891 | -0.0092248 | -0.0066654 | -0.0074444 | -0.0050123 | -0.0040226
|  | 4.3791 | -0.0023284 | -0.0026723 | -0.007222 | -0.0041366 | -0.0073807 | -0.0053702 | -0.0073588 | -0.010426 | -0.0085577
|  | 4.3644 | -0.0019264 | -0.0048846 | -0.0067988 | -0.0070976 | -0.0020772 | -0.0034511 | -0.0070944 | -0.011218 | -0.0075725
|  | 4.3498 | -0.0029919 | -0.0031847 | -0.0014372 | -0.0052697 | 0.0014823 | -4.6402e-05 | -0.0074945 | -0.01133 | -0.0035746
|  | 4.3352 | -0.0050903 | -0.0028953 | 0.0040487 | -0.0035986 | 0.0037906 | -0.00021792 | -0.0091631 | -0.0086666 | -0.0014298
|  | 4.3208 | -0.004118 | -0.0015206 | 0.0079555 | -0.0020033 | 0.0091771 | -0.0069506 | -0.0077225 | -0.0045296 | 0.0056721
|  | 4.3064 | 0.010089 | 0.012676 | 0.020821 | 0.0050272 | 0.019439 | -0.0078029 | -0.007493 | 0.00087895 | 0.013968
|  | 4.2921 | 0.020905 | 0.026087 | 0.029395 | 0.0073255 | 0.025246 | -0.0017319 | -0.0039916 | 0.0030993 | 0.021678
|  | 4.278 | 0.0086159 | 0.022779 | 0.019121 | -0.00022209 | 0.020402 | -0.0029722 | 0.0016806 | 0.0016178 | 0.025031
|  | 4.2639 | 0.011874 | 0.020669 | 0.026759 | 0.0015672 | 0.02357 | -0.0062776 | 0.0011458 | 0.009796 | 0.025162
|  | 4.2499 | 0.023341 | 0.028336 | 0.036106 | 0.0072014 | 0.026107 | -0.0019638 | 0.0059381 | 0.01384 | 0.029923
|  | 4.236 | 0.025052 | 0.034997 | 0.032554 | 0.0074317 | 0.029852 | 0.0041823 | 0.010666 | 0.0041569 | 0.034785
|  | 4.2222 | 0.017262 | 0.031227 | 0.022348 | -0.00061012 | 0.026029 | 0.0082939 | 0.0060953 | -0.0025293 | 0.027431
|  | 4.2085 | 0.0066326 | 0.01397 | 0.010855 | -0.025945 | 0.013684 | -0.011623 | -0.00086717 | -0.0064987 | 0.011872
|  | 4.1949 | 0.0047945 | -0.0034266 | 0.0053925 | -0.035802 | 0.0076393 | -0.025984 | -0.0081385 | -0.0063446 | 0.00067948
|  | 4.1814 | 0.0011016 | -0.0056613 | 0.00035814 | -0.016018 | 0.0019495 | -0.016496 | -0.0076999 | -0.0029029 | -0.0055514
|  | 4.1679 | -0.003829 | -0.0040121 | -0.0059143 | -0.00072501 | -0.0027676 | -0.0075064 | -0.0047866 | -0.0035984 | -0.0081157
|  | 4.1546 | -0.0053041 | -0.0080226 | -0.0071741 | -0.0067998 | -0.0074208 | -0.0090389 | -0.0082841 | -0.0090251 | -0.0092848
|  | 4.1413 | -0.0068043 | -0.0094064 | -0.0063526 | -0.0097065 | -0.011814 | -0.0072431 | -0.010727 | -0.013246 | -0.0087044
|  | 4.1281 | -0.0040864 | -0.0066305 | -0.0079043 | -0.0068486 | -0.010616 | -0.0063926 | -0.0079646 | -0.013108 | -0.0073611
|  | 4.115 | -0.0012868 | -0.00027542 | -0.0057709 | -0.0063285 | -0.0073575 | -0.0088117 | -0.0062278 | -0.0090855 | -0.0078073
|  | 4.102 | -0.0055477 | 0.0026091 | -0.0039855 | -0.0075711 | -0.0076201 | -0.0087374 | -0.0067257 | -0.0050602 | -0.0078401
|  | 4.089 | -0.0099431 | -0.0007626 | -0.0076604 | -0.0097604 | -0.01149 | -0.0077375 | -0.007761 | -0.0059648 | -0.010328
|  | 4.0762 | -0.0073359 | -0.0037912 | -0.0091295 | -0.01332 | -0.012254 | -0.0061479 | -0.0096622 | -0.009185 | -0.01435
|  | 4.0634 | -0.0057395 | -0.0064664 | -0.010178 | -0.013289 | -0.0090847 | -0.0039722 | -0.01029 | -0.01203 | -0.014516
|  | 4.0507 | -0.0069431 | -0.0058184 | -0.0098344 | -0.009102 | -0.0080426 | -0.0060945 | -0.0083297 | -0.013211 | -0.012687
|  | 4.0381 | -0.0081629 | -0.0015593 | -0.0033809 | -0.010838 | -0.013881 | -0.0080367 | -0.005439 | -0.009926 | -0.013803
|  | 4.0256 | -0.0099056 | 0.00072015 | -0.0024328 | -0.014945 | -0.018347 | -0.0070065 | -0.0060968 | -0.0063969 | -0.01393
|  | 4.0131 | -0.0078131 | -2.8323e-05 | -0.00688 | -0.012391 | -0.011264 | -0.0073042 | -0.0081806 | -0.0061909 | -0.011251
|  | 4.0007 | -0.006554 | -0.00172 | -0.0065006 | -0.0090764 | -0.0052229 | -0.0090836 | -0.0051668 | -0.0065536 | -0.011827
|  | 3.9884 | -0.0066583 | -0.0024551 | -0.0045015 | -0.0068025 | -0.0062727 | -0.009203 | -0.0025923 | -0.0055948 | -0.011513
|  | 3.9762 | -0.0064579 | -0.0066535 | -0.0047605 | -0.0026182 | -0.0062818 | -0.0060583 | -0.003256 | -0.0078296 | -0.0097388
|  | 3.964 | -0.0059445 | -0.011265 | -0.0059515 | -0.0037333 | -0.0053882 | -0.0027181 | -0.0055327 | -0.012637 | -0.0095222
|  | 3.9519 | -0.0011861 | -0.0077603 | -0.0066591 | -0.010731 | -0.0071959 | -0.0012755 | -0.0059892 | -0.011515 | -0.0094484
|  | 3.9399 | -0.0016243 | -0.0023272 | -0.0068831 | -0.01388 | -0.0097116 | -0.0032082 | -0.0017757 | -0.0098151 | -0.010043
|  | 3.928 | -0.0078097 | -0.0022666 | -0.0069824 | -0.012709 | -0.010167 | -0.0070631 | -0.004881 | -0.01304 | -0.01107
|  | 3.9161 | -0.0082366 | -3.3788e-05 | -0.0041001 | -0.0089628 | -0.0086195 | -0.0071918 | -0.010166 | -0.013212 | -0.0094444
|  | 3.9043 | -0.0067127 | 0.002743 | -0.0023656 | -0.0052225 | -0.0077008 | -0.0061274 | -0.0078321 | -0.011839 | -0.0050328
|  | 3.8926 | -0.0062506 | 0.00021689 | -0.0067812 | -0.005946 | -0.0096055 | -0.0074655 | -0.008775 | -0.011358 | -0.0091506
|  | 3.8809 | -0.007032 | -0.0010979 | -0.0095403 | -0.0094395 | -0.013521 | -0.0090421 | -0.010883 | -0.009468 | -0.014932
|  | 3.8693 | -0.0077313 | -0.0062237 | -0.010526 | -0.012508 | -0.014426 | -0.011765 | -0.008887 | -0.010311 | -0.013624
|  | 3.8578 | -0.0052728 | -0.011269 | -0.010164 | -0.0098462 | -0.010198 | -0.011216 | -0.0085266 | -0.011968 | -0.01561
|  | 3.8464 | -0.0038622 | -0.0098311 | -0.0099077 | -0.0052297 | -0.0078848 | -0.0060373 | -0.0074995 | -0.01005 | -0.01242
|  | 3.835 | -0.0032557 | -0.011314 | -0.012273 | -0.0074435 | -0.0092201 | -0.0053387 | -0.0077681 | -0.0073657 | -0.0071557
|  | 3.8237 | -0.0029868 | -0.01206 | -0.010351 | -0.0095076 | -0.009413 | -0.0084427 | -0.010512 | -0.0067618 | -0.014816
|  | 3.8124 | -0.003787 | -0.007384 | -0.0084269 | -0.010428 | -0.0039874 | -0.0075917 | -0.0075181 | -0.007413 | -0.020769
|  | 3.8013 | -0.0040384 | -0.0066704 | -0.0092504 | -0.013635 | -0.0032981 | -0.0073136 | -0.007066 | -0.012415 | -0.02016
|  | 3.7901 | -0.002583 | -0.010374 | -0.0065687 | -0.014184 | -0.011087 | -0.011877 | -0.010988 | -0.020671 | -0.01769
|  | 3.7791 | -0.00085817 | -0.0080334 | -0.0044527 | -0.011581 | -0.010634 | -0.010311 | -0.0094161 | -0.020495 | -0.011206
|  | 3.7681 | -0.0037461 | -0.0052136 | -0.010122 | -0.0096073 | -0.0071698 | -0.0075792 | -0.0070285 | -0.013669 | -0.0099102
|  | 3.7572 | -0.0078968 | -0.0087991 | -0.019225 | -0.010136 | -0.0092917 | -0.011318 | -0.011579 | -0.014252 | -0.011957
|  | 3.7463 | -0.0060508 | -0.0090207 | -0.017424 | -0.0095328 | -0.0088333 | -0.0085772 | -0.015352 | -0.015434 | -0.0095128
|  | 3.7355 | -0.00098207 | -0.0015746 | -0.004878 | -0.0056466 | -0.0041375 | 0.0032259 | -0.0086396 | -0.0063764 | -0.0074649
|  | 3.7248 | 0.001789 | 0.0018937 | 0.002866 | -0.00060235 | -0.0026494 | 0.011281 | -0.0037863 | 0.0017529 | -0.006899
|  | 3.7141 | 0.00077754 | -0.0044238 | -0.0028293 | -0.00095179 | -0.0038866 | 0.0063123 | -0.0069336 | 0.00018981 | -0.0072166
|  | 3.7035 | -0.0031937 | -0.009001 | -0.013846 | -0.0065392 | -0.0032973 | -0.0045471 | -0.009052 | -0.0075344 | -0.0093444
|  | 3.693 | -0.0060871 | -0.0063546 | -0.012268 | -0.0090884 | -0.0071078 | -0.0090747 | -0.010139 | -0.013134 | -0.0098048
|  | 3.6825 | -0.0067154 | -0.0015125 | -0.0062381 | -0.0077936 | -0.011219 | -0.0077231 | -0.011727 | -0.016522 | -0.012467
|  | 3.672 | -0.0066383 | -0.00017658 | -0.00554 | -0.005126 | -0.010183 | -0.0061902 | -0.011561 | -0.015045 | -0.01551
|  | 3.6617 | -0.0024295 | -0.00079014 | -0.0061413 | -0.0045709 | -0.0064909 | -0.0027651 | -0.0082124 | -0.0069522 | -0.010391
|  | 3.6513 | -0.0034796 | 0.0023403 | -0.0068655 | -0.0085749 | -0.0015748 | -0.00019707 | -0.0036729 | -0.0077686 | -0.0071727
|  | 3.6411 | -0.01154 | 0.0018106 | -0.00060806 | -0.011151 | -0.0027045 | -0.00459 | -0.0018676 | -0.010546 | -0.0084036
|  | 3.6309 | -0.011757 | -0.0076145 | 0.0019005 | -0.0083786 | -0.010218 | -0.01032 | -0.0070911 | -0.0086992 | -0.010157
|  | 3.6207 | -0.010359 | -0.010339 | -0.0082985 | -0.0048761 | -0.015017 | -0.015543 | -0.012665 | -0.011222 | -0.015391
|  | 3.6107 | -0.010201 | -0.0047973 | -0.019992 | -0.0076788 | -0.015899 | -0.016283 | -0.014374 | -0.01203 | -0.018733
|  | 3.6006 | -0.0060652 | -0.0030126 | -0.020272 | -0.01205 | -0.012437 | -0.011286 | -0.017122 | -0.0083972 | -0.020552
|  | 3.5907 | -0.0024132 | -0.0019227 | -0.0090115 | -0.0082687 | -0.0043819 | -0.0072034 | -0.010928 | -0.0056774 | -0.020432
|  | 3.5807 | -0.0028274 | -0.0022921 | -0.0056331 | -0.0049427 | -0.0029307 | -0.0022321 | -0.0020505 | -0.0073916 | -0.012894
|  | 3.5709 | -0.0046834 | -0.0059212 | -0.0082892 | -0.0044487 | -0.0080765 | -0.0038284 | -0.0031102 | -0.010555 | -0.0089487
|  | 3.5611 | -0.004103 | -0.0084433 | -0.0083437 | -0.0053744 | -0.0078881 | -0.012234 | -0.0080457 | -0.012572 | -0.018279
|  | 3.5513 | -0.0047084 | -0.0068818 | -0.012493 | -0.0090496 | -0.0030492 | -0.013538 | -0.014766 | -0.012773 | -0.02133
|  | 3.5416 | -0.0032812 | -0.0026736 | -0.012224 | -0.0039533 | -0.00036315 | -0.0055372 | -0.01447 | -0.006899 | -0.011126
|  | 3.532 | -0.0036024 | -0.00053573 | -0.010562 | -0.0031234 | -0.0013392 | 0.0030358 | -0.0094804 | -0.0073654 | -0.0061439
|  | 3.5224 | -0.0074523 | 0.00098404 | -0.0092308 | -0.01015 | -0.00057631 | 0.0043391 | -0.013738 | -0.012258 | -0.0085631
|  | 3.5128 | -0.0075724 | 0.0023533 | -0.0033112 | -0.0085291 | 0.0007639 | -0.0050047 | -0.015931 | -0.0037446 | -0.01178
|  | 3.5033 | -0.010287 | -0.00022021 | -0.0045446 | -0.011365 | -0.0056019 | -0.016304 | -0.0077051 | -0.0022523 | -0.0091082
|  | 3.4939 | -0.0080148 | -0.0056322 | -0.0085797 | -0.017294 | -0.0098598 | -0.01353 | -0.0062671 | -0.0098842 | -0.0063962
|  | 3.4845 | -0.0050919 | -0.0099563 | -0.012014 | -0.012059 | -0.0049969 | -0.0081277 | -0.01156 | -0.014982 | -0.011308
|  | 3.4751 | -0.010312 | -0.0074981 | -0.018055 | -0.0068923 | -0.0011593 | -0.010022 | -0.013321 | -0.017287 | -0.013156
|  | 3.4658 | -0.0058015 | -0.0019765 | -0.015003 | -0.0041804 | -0.0037978 | -0.0079577 | -0.016804 | -0.0052093 | -0.013555
|  | 3.4566 | 0.00026804 | 0.0011269 | -0.0070066 | -0.00035287 | -0.008067 | -0.0071859 | -0.0134 | 0.0047377 | -0.016574
|  | 3.4474 | -0.008777 | 0.0010696 | -0.0066386 | -0.0015642 | -0.0051941 | -0.010426 | -0.0047858 | -4.9172e-05 | -0.016744
|  | 3.4383 | -0.015687 | -0.0013736 | -0.0039189 | -0.001052 | 0.0042321 | -0.0069396 | -0.0051623 | -0.0021815 | -0.01481
|  | 3.4292 | -0.01157 | -0.0079924 | -0.0061302 | 0.00063573 | -0.00045865 | -0.0036973 | -0.0055122 | -0.0042408 | -0.011608
|  | 3.4201 | -0.0040109 | -0.0163 | -0.018582 | 0.0010448 | -0.013427 | -0.0074982 | -0.0015767 | -0.012652 | -0.0099498
|  | 3.4111 | 0.001477 | -0.00984 | -0.021797 | 0.0030189 | -0.009327 | -0.0059238 | -0.00099929 | -0.0143 | -0.0082716
|  | 3.4022 | 0.0010547 | -0.0015195 | -0.012729 | -0.0010383 | -0.0054351 | -0.0027996 | -0.00064822 | -0.0046269 | 0.0002064
|  | 3.3933 | -0.0011464 | -0.01099 | -0.0014391 | -0.0090563 | -0.01775 | -0.0035617 | -0.0071331 | -0.00090166 | -0.0034181
|  | 3.3844 | -0.0092386 | -0.025176 | -0.0088022 | -0.017015 | -0.026163 | -0.0062949 | -0.017419 | -0.01888 | -0.019561
|  | 3.3756 | -0.0093691 | -0.021202 | -0.020274 | -0.01989 | -0.016395 | -0.012571 | -0.01727 | -0.025373 | -0.015537
|  | 3.3668 | 0.010578 | -0.0092126 | -0.0079777 | -0.0072926 | 0.0021837 | -0.014049 | 0.011207 | -0.020464 | 0.012525
|  | 3.3581 | 0.028355 | -0.0058268 | 0.009084 | 0.013364 | 0.019742 | -0.01478 | 0.056202 | -0.032508 | 0.038248
|  | 3.3494 | 0.024746 | 0.0045509 | 0.012065 | 0.015894 | 0.018856 | -0.013615 | 0.039182 | -0.026139 | 0.026948
|  | 3.3408 | -0.00018018 | 0.0073186 | -0.0022199 | -0.00024423 | 2.1607e-05 | -0.0044888 | -0.0038621 | -0.013611 | -0.0005548
|  | 3.3322 | -0.014488 | -0.0070693 | -0.015189 | -0.008818 | -0.014098 | 0.00072213 | -0.0069074 | -0.019634 | -0.0076435
|  | 3.3237 | -0.00043389 | -0.0084554 | -0.0075071 | -0.0022127 | -0.012963 | 0.00042916 | -0.0076066 | -0.0085296 | -0.012354
|  | 3.3152 | 0.0031466 | 0.0029722 | -0.0007881 | 0.0026832 | -0.0026144 | 7.7249e-05 | -0.0053132 | 0.0038255 | -0.015142
|  | 3.3067 | -0.0012397 | 0.001349 | -0.00071944 | -0.0073125 | -0.0021987 | -0.0049708 | 0.00066282 | -0.0032204 | -0.013031
|  | 3.2983 | 0.009859 | -0.0096491 | 0.00066817 | -0.021324 | -0.0097999 | -0.0095024 | -0.0064064 | -0.007929 | -0.017914
|  | 3.2899 | 0.0023367 | -0.0072553 | -0.011507 | -0.028042 | -0.011304 | -0.0094983 | -0.0099781 | -0.01181 | -0.011078
|  | 3.2816 | -0.014783 | -0.0045852 | -0.014718 | -0.024083 | -0.0086712 | -0.010787 | -0.0073727 | -0.015308 | -0.0046484
|  | 3.2733 | -0.011378 | -0.0038989 | -0.0011728 | -0.020417 | -0.009549 | -0.015116 | -0.0084233 | -0.015456 | -0.0134
|  | 3.2651 | -0.0053432 | 0.0074927 | -0.0080939 | -0.022359 | -0.013099 | -0.019784 | -0.0093539 | -0.020206 | -0.013476
|  | 3.2569 | -0.007678 | 0.0059896 | -0.017657 | -0.018948 | -0.019052 | -0.01911 | -0.0069928 | -0.018873 | -0.016312
|  | 3.2487 | -0.006636 | -0.0023355 | -0.01247 | -0.010638 | -0.018669 | -0.0099982 | 0.00049879 | -0.0092695 | -0.016058
|  | 3.2406 | -0.0024428 | -0.0064852 | -0.012881 | -0.0038433 | -0.011277 | -0.00045977 | 0.0022291 | -0.0030164 | -0.0010207
|  | 3.2325 | 0.006482 | -0.011992 | -0.0034436 | -0.0053169 | -0.015514 | -0.00556 | -0.0044977 | 0.0039251 | 1.0339e-05
|  | 3.2244 | 0.018137 | -0.011033 | 0.0097307 | -0.010641 | -0.026485 | -0.015159 | -0.0094641 | 0.0082005 | -0.0083596
|  | 3.2164 | 0.012102 | -0.015545 | 0.0080786 | -0.0069011 | -0.025696 | -0.0088244 | -0.010131 | 0.003663 | -0.0075314
|  | 3.2085 | -0.0012425 | -0.020765 | 0.0047033 | 0.00034339 | -0.015492 | 0.0062355 | -0.0010509 | -0.00097827 | -0.0079412
|  | 3.2006 | -0.0035016 | -0.0052859 | -0.0059647 | -0.0039311 | -0.0039432 | 0.0097634 | 0.00028169 | -0.0061152 | -0.012854
|  | 3.1927 | -0.0042652 | 0.014509 | -0.015571 | -0.0053889 | -0.0020056 | 0.0045694 | -0.011805 | -0.018547 | -0.014675
|  | 3.1848 | -0.004277 | 0.013475 | -0.012359 | 0.00012519 | -0.0095734 | 0.00082592 | -0.014218 | -0.01771 | -0.0067291
|  | 3.177 | 8.7066e-05 | 0.0029069 | -0.0072561 | 0.0041451 | -0.0033276 | -0.00093222 | -0.008518 | -0.0029658 | 0.0058323
|  | 3.1693 | 0.0024699 | 0.0033257 | -0.0037282 | 0.009241 | 0.0046848 | -0.0034569 | -0.0026176 | -5.1885e-05 | 0.0011994
|  | 3.1615 | -0.00089944 | 0.0033752 | 0.0051177 | 0.0036911 | -0.0034987 | -0.0073906 | 0.0010428 | 0.0031511 | -0.0067251
|  | 3.1538 | -0.0045492 | -0.0055748 | 0.006984 | -0.002589 | -0.0047031 | -0.0032935 | -0.0065939 | 0.0032266 | 0.0027473
|  | 3.1462 | -0.0056159 | -0.01714 | -0.011399 | -0.0029542 | 0.0053913 | -0.0032831 | -0.0087607 | -0.0057973 | 0.0056905
|  | 3.1386 | -0.010518 | -0.023304 | -0.019487 | -0.0018176 | 0.0041548 | -0.018219 | 0.009007 | -0.011329 | -0.013699
|  | 3.131 | -0.018374 | -0.0097131 | -0.0092282 | 0.0095773 | 0.0020513 | -0.021838 | 0.014926 | -0.0049678 | -0.029165
|  | 3.1234 | -0.013664 | -0.00068609 | -0.012298 | 0.011449 | -0.0035176 | -0.013204 | 0.01116 | 0.00035159 | -0.02096
|  | 3.1159 | 0.0056758 | -0.013358 | -0.015806 | 0.0024648 | -0.014505 | -0.0095115 | 0.0077537 | -0.0015327 | -0.007507
|  | 3.1085 | 0.010553 | -0.019637 | 0.0072367 | 0.0065027 | -0.0022604 | -0.0073634 | 0.0014211 | 0.014216 | -0.0042246
|  | 3.101 | 0.00035057 | -0.0080796 | 0.017238 | 0.012332 | 0.003794 | -0.0066642 | 0.0040863 | 0.020519 | -0.0024326
|  | 3.0936 | -0.0032948 | 0.0074177 | -0.0070558 | 0.0035702 | -0.010293 | -0.003766 | -0.01002 | 0.0047609 | -0.0082096
|  | 3.0863 | 0.0013592 | 0.010589 | -0.024334 | -0.0069168 | -0.011862 | -0.0015603 | -0.026213 | -0.0023714 | -0.016873
|  | 3.0789 | 0.0019812 | 0.002026 | -0.024103 | -0.0095227 | -0.0032265 | -0.0010071 | -0.010722 | -0.0038809 | -0.010939
|  | 3.0716 | 0.0048713 | 0.001933 | -0.0049601 | -0.0048 | 0.0026698 | 0.0088607 | 0.013375 | 0.00062894 | -0.002711
|  | 3.0644 | 0.017114 | 0.0076534 | 0.02018 | 0.001293 | 0.0051575 | 0.012407 | 0.023798 | 0.01556 | 0.0046217
|  | 3.0571 | 0.017651 | 0.012826 | 0.015839 | 0.0063173 | 0.0096014 | 0.0035128 | 0.024334 | 0.030471 | 0.016849
|  | 3.0499 | 0.011921 | 0.030489 | 0.015079 | 0.026249 | 0.018127 | 0.0060607 | 0.033794 | 0.052711 | 0.025158
|  | 3.0428 | 0.030404 | 0.04868 | 0.035304 | 0.058268 | 0.036419 | 0.026398 | 0.052768 | 0.070226 | 0.038358
|  | 3.0357 | 0.080953 | 0.079454 | 0.069834 | 0.10288 | 0.082837 | 0.073884 | 0.087232 | 0.094764 | 0.081529
|  | 3.0286 | 0.18729 | 0.18554 | 0.1858 | 0.20016 | 0.18657 | 0.19345 | 0.18266 | 0.19245 | 0.18723
|  | 3.0215 | 0.40399 | 0.39771 | 0.40952 | 0.39926 | 0.38873 | 0.40589 | 0.38719 | 0.39159 | 0.40269
|  | 3.0145 | 0.73247 | 0.70995 | 0.71894 | 0.71052 | 0.70799 | 0.71224 | 0.71297 | 0.70952 | 0.72407
|  | 3.0075 | 1.1176 | 1.0916 | 1.0938 | 1.0867 | 1.0931 | 1.0991 | 1.1036 | 1.1098 | 1.097
|  | 3.0005 | 1.4864 | 1.4726 | 1.474 | 1.4643 | 1.4701 | 1.4781 | 1.4684 | 1.4873 | 1.4679
|  | 2.9936 | 1.8223 | 1.8158 | 1.8258 | 1.8241 | 1.8185 | 1.8169 | 1.8013 | 1.8324 | 1.8127
|  | 2.9867 | 2.1649 | 2.1447 | 2.159 | 2.166 | 2.1491 | 2.1571 | 2.1392 | 2.169 | 2.1453
|  | 2.9798 | 2.5076 | 2.4867 | 2.4854 | 2.4885 | 2.4768 | 2.4987 | 2.4696 | 2.4928 | 2.4742
|  | 2.973 | 2.8094 | 2.7968 | 2.7885 | 2.7839 | 2.7845 | 2.8016 | 2.7779 | 2.8035 | 2.7848
|  | 2.9662 | 3.0905 | 3.0733 | 3.0716 | 3.0679 | 3.079 | 3.0957 | 3.0835 | 3.0951 | 3.0828
|  | 2.9594 | 3.3469 | 3.3427 | 3.3425 | 3.3459 | 3.3648 | 3.3858 | 3.3715 | 3.3574 | 3.3471
|  | 2.9527 | 3.466 | 3.574 | 3.5768 | 3.5792 | 3.5949 | 3.599 | 3.5948 | 3.5779 | 3.5535
|  | 2.946 | 3.3302 | 3.7658 | 3.7536 | 3.7574 | 3.7544 | 3.7629 | 3.7606 | 3.7523 | 3.7374
|  | 2.9393 | 2.9661 | 3.9116 | 3.8756 | 3.8913 | 3.8753 | 3.9127 | 3.8841 | 3.8964 | 3.892
|  | 2.9326 | 2.5573 | 4.0191 | 3.9764 | 4.0067 | 3.9926 | 4.0548 | 3.9907 | 4.0383 | 4.0273
|  | 2.926 | 2.2316 | 4.0126 | 4.0657 | 4.1166 | 4.0867 | 4.1888 | 4.107 | 4.1589 | 4.1672
|  | 2.9194 | 1.9673 | 3.6727 | 4.1252 | 4.1688 | 4.1139 | 4.2599 | 4.1876 | 4.2358 | 4.2636
|  | 2.9129 | 1.6799 | 3.099 | 4.1437 | 4.1414 | 4.0981 | 4.2711 | 4.2194 | 4.2828 | 4.307
|  | 2.9063 | 1.3365 | 2.5938 | 4.1575 | 4.1234 | 4.0904 | 4.2899 | 4.2434 | 4.3332 | 4.3527
|  | 2.8998 | 0.98441 | 2.2365 | 4.093 | 4.0843 | 4.0667 | 4.2887 | 4.2378 | 4.3996 | 4.3986
|  | 2.8934 | 0.69165 | 1.9852 | 3.7496 | 3.8154 | 3.9962 | 4.2205 | 4.1885 | 4.4296 | 4.429
|  | 2.8869 | 0.47093 | 1.7137 | 3.1625 | 3.2683 | 3.8766 | 4.1008 | 4.1002 | 4.4258 | 4.4395
|  | 2.8805 | 0.31642 | 1.3437 | 2.5902 | 2.6756 | 3.7092 | 3.9419 | 3.9565 | 4.4352 | 4.4289
|  | 2.8741 | 0.21188 | 0.95408 | 2.1851 | 2.2221 | 3.4787 | 3.7654 | 3.7551 | 4.4396 | 4.4422
|  | 2.8678 | 0.14196 | 0.62573 | 1.924 | 1.8782 | 3.1753 | 3.5569 | 3.4925 | 4.4373 | 4.4399
|  | 2.8614 | 0.091187 | 0.39521 | 1.6759 | 1.5414 | 2.8622 | 3.3135 | 3.2348 | 4.4386 | 4.4247
|  | 2.8551 | 0.052784 | 0.24663 | 1.3157 | 1.1305 | 2.5808 | 3.0625 | 3.0336 | 4.4328 | 4.451
|  | 2.8489 | 0.038227 | 0.15516 | 0.90363 | 0.72262 | 2.324 | 2.8186 | 2.8552 | 4.4186 | 4.4562
|  | 2.8426 | 0.030146 | 0.098327 | 0.56709 | 0.43518 | 2.0182 | 2.5837 | 2.674 | 4.3713 | 4.4314
|  | 2.8364 | 0.022031 | 0.05956 | 0.3306 | 0.25011 | 1.6009 | 2.3468 | 2.5089 | 4.3129 | 4.4024
|  | 2.8302 | 0.020323 | 0.035871 | 0.20182 | 0.14155 | 1.1728 | 2.1263 | 2.3743 | 4.2643 | 4.3462
|  | 2.824 | 0.015515 | 0.018896 | 0.13007 | 0.081812 | 0.84004 | 1.9283 | 2.242 | 4.1612 | 4.2741
|  | 2.8179 | 0.0074828 | 0.0067932 | 0.074625 | 0.0494 | 0.60083 | 1.7429 | 2.0891 | 4.0386 | 4.1991
|  | 2.8118 | -0.0034385 | 8.0922e-06 | 0.045484 | 0.036069 | 0.45919 | 1.6036 | 1.9514 | 3.9639 | 4.1345
|  | 2.8057 | -0.017778 | -0.0025006 | 0.020736 | 0.026226 | 0.34236 | 1.4795 | 1.8028 | 3.8718 | 4.0588
|  | 2.7996 | -0.021711 | -0.00068381 | 0.0083525 | 0.020655 | 0.23291 | 1.3411 | 1.6366 | 3.7526 | 3.9431
|  | 2.7936 | -0.019912 | -0.0054707 | 0.0084489 | 0.0098497 | 0.16087 | 1.2085 | 1.4921 | 3.6458 | 3.8329
|  | 2.7876 | -0.01616 | -0.0065545 | 0.0045214 | -0.0075071 | 0.097049 | 1.0754 | 1.3122 | 3.5358 | 3.7359
|  | 2.7816 | -0.0030848 | 0.0039119 | 0.0090678 | -0.0089979 | 0.049727 | 0.96997 | 1.1233 | 3.3962 | 3.6291
|  | 2.7756 | -0.003199 | 0.00078281 | 0.0097643 | -0.0059228 | 0.031455 | 0.89084 | 0.98097 | 3.1947 | 3.5053
|  | 2.7697 | -0.010103 | -0.012579 | 0.0035829 | -0.0092143 | 0.023008 | 0.78864 | 0.84734 | 2.8931 | 3.3214
|  | 2.7638 | 0.0031661 | -0.015038 | 0.0054406 | -0.00073655 | 0.0087635 | 0.65877 | 0.72489 | 2.5446 | 3.114
|  | 2.7579 | 0.015527 | -0.0058479 | 0.014579 | 0.0053004 | 0.0059636 | 0.52257 | 0.61844 | 2.2084 | 2.9449
|  | 2.7521 | 0.007927 | 0.0036473 | 0.0093764 | 0.00068695 | 0.015838 | 0.39012 | 0.51134 | 1.8612 | 2.745
|  | 2.7462 | -0.0055138 | 0.0076106 | -0.0054075 | 0.0020527 | 0.012689 | 0.30398 | 0.43617 | 1.6091 | 2.589
|  | 2.7404 | -0.011511 | 0.0083452 | -0.003961 | 0.0070821 | 0.0067463 | 0.24305 | 0.37275 | 1.3322 | 2.435
|  | 2.7347 | -0.0068721 | 0.0064488 | 0.0027029 | 0.005766 | 0.0060142 | 0.19912 | 0.31689 | 1.0184 | 2.2593
|  | 2.7289 | -0.013249 | 0.0042159 | -0.0057824 | -0.003883 | -0.0064527 | 0.16602 | 0.28168 | 0.82712 | 2.1639
|  | 2.7232 | -0.022087 | -0.0072971 | -0.015474 | -0.014962 | -0.012923 | 0.12731 | 0.24403 | 0.64074 | 2.0518
|  | 2.7175 | -0.010818 | -0.012871 | -0.0042136 | -0.0099967 | -0.0026042 | 0.096309 | 0.21856 | 0.48417 | 1.9198
|  | 2.7118 | -0.0011644 | -0.0011399 | 0.01167 | 0.0070553 | -0.0049678 | 0.061923 | 0.20958 | 0.3878 | 1.8153
|  | 2.7061 | 0.0043193 | 0.00099576 | 0.015616 | 0.01707 | 0.0015303 | 0.036918 | 0.20487 | 0.30906 | 1.6868
|  | 2.7005 | 0.013112 | 0.0020805 | 0.012163 | 0.0087323 | 0.017513 | 0.036641 | 0.19683 | 0.27006 | 1.5668
|  | 2.6949 | 0.013976 | 0.0058018 | 0.001336 | -0.00019068 | 0.017059 | 0.035778 | 0.17843 | 0.24069 | 1.4346
|  | 2.6893 | 0.0089053 | -0.0036265 | -0.014061 | -0.0035648 | 0.001401 | 0.026816 | 0.16128 | 0.20444 | 1.2919
|  | 2.6837 | 0.0077427 | -0.0031411 | -0.024086 | -0.0057632 | -0.0083718 | 0.0075128 | 0.15272 | 0.1721 | 1.1679
|  | 2.6782 | 0.0019849 | 0.011155 | -0.02291 | 0.0027562 | -0.00052309 | -0.0067828 | 0.15014 | 0.14631 | 1.051
|  | 2.6726 | 0.0039783 | 0.01892 | -0.0080866 | 0.011238 | 0.017432 | 0.006001 | 0.17082 | 0.13906 | 0.95112
|  | 2.6671 | -0.0028282 | 0.016005 | -0.0019862 | 0.016434 | 0.014932 | 0.012553 | 0.1726 | 0.12108 | 0.82841
|  | 2.6617 | -0.014483 | 0.0087966 | -0.0059911 | 0.016656 | 0.012592 | 0.0060796 | 0.12698 | 0.092537 | 0.70883
|  | 2.6562 | -0.0074833 | 0.0041388 | -0.0025822 | 0.0043289 | 0.022465 | 0.0075359 | 0.09273 | 0.079177 | 0.61874
|  | 2.6508 | -0.0042266 | 0.0036797 | -0.004761 | -0.0065075 | 0.013066 | 0.01362 | 0.058651 | 0.069081 | 0.54051
|  | 2.6454 | -0.0026321 | 0.00031567 | -0.012739 | -0.0061427 | -0.0026101 | 0.016029 | 0.028321 | 0.055748 | 0.47065
|  | 2.64 | 0.0018252 | -0.01032 | -0.011911 | -0.0016781 | -0.0070869 | 0.015243 | 0.020328 | 0.046006 | 0.40684
|  | 2.6346 | -0.0092642 | -0.023342 | -0.010058 | -0.0080347 | -0.018288 | 0.0023748 | 0.00055103 | 0.032902 | 0.35367
|  | 2.6293 | -0.027421 | -0.031914 | -0.015697 | -0.019755 | -0.029937 | -0.022528 | -0.028742 | 0.012478 | 0.29345
|  | 2.6239 | -0.020639 | -0.020299 | -0.014195 | -0.01997 | -0.025721 | -0.023048 | -0.029245 | 0.0044588 | 0.25911
|  | 2.6186 | -0.00051139 | 0.0043126 | 0.0025672 | -0.0095119 | -0.011547 | -0.0083671 | -0.013164 | 0.013555 | 0.24852
|  | 2.6134 | 0.017445 | 0.021167 | 0.016503 | 0.010129 | 0.012857 | 0.0079083 | 0.010762 | 0.036946 | 0.22153
|  | 2.6081 | 0.010218 | 0.017573 | 0.0058228 | 0.014461 | 0.021256 | 0.011778 | 0.014882 | 0.034294 | 0.18441
|  | 2.6029 | -0.017074 | -0.0061655 | -0.014607 | -0.006925 | 0.0025563 | -0.0080649 | -0.0011681 | 0.0063241 | 0.15495
|  | 2.5976 | -0.027366 | -0.024821 | -0.014472 | -0.018023 | -0.0081342 | -0.016461 | -0.0081431 | 0.0059982 | 0.13429
|  | 2.5925 | -0.02325 | -0.021648 | -0.0039911 | -0.0027366 | 0.0020214 | -0.0059288 | -0.007939 | 0.0039285 | 0.10406
|  | 2.5873 | -0.005651 | -0.011243 | -0.0093096 | 0.0052082 | 0.011158 | -0.0010571 | 0.00010848 | 0.0029543 | 0.06619
|  | 2.5821 | 0.0015387 | -0.0045513 | -0.018028 | -0.00405 | 0.0022177 | -0.0041166 | 0.013034 | 0.019738 | 0.039577
|  | 2.577 | -0.011005 | 0.00016742 | -0.0052031 | -0.012257 | -0.010232 | 0.00025527 | 0.012638 | 0.020644 | 0.039148
|  | 2.5719 | -0.0078221 | 0.0062357 | -0.0018438 | -0.0088941 | -0.0010676 | 0.01242 | 0.0087824 | 0.028104 | 0.050447
|  | 2.5668 | -0.00041952 | 0.0070737 | -0.018796 | 0.00043714 | 0.0046174 | 0.012606 | 0.0042487 | 0.034148 | 0.050239
|  | 2.5617 | 0.0044593 | -0.0043828 | -0.020334 | -0.001245 | -0.0097819 | 0.0030814 | -0.0018443 | 0.017349 | 0.026452
|  | 2.5567 | 0.017669 | -0.0018068 | 0.00061679 | -0.0046652 | -0.0092018 | -0.0040961 | 0.0072068 | 0.015791 | 0.01437
|  | 2.5516 | 0.018078 | 0.0069776 | 0.019864 | 0.0025118 | -0.0020795 | -0.0060118 | 0.0086209 | 0.012147 | 0.026361
|  | 2.5466 | 0.010795 | -0.00069521 | 0.0088011 | 0.0093373 | 0.0044362 | 0.0018485 | 0.011061 | -0.001918 | 0.034204
|  | 2.5416 | -0.00082189 | -0.0082948 | -0.016499 | 0.0030002 | 0.007244 | -0.0015903 | 0.013129 | -0.0023919 | 0.02323
|  | 2.5366 | -0.012489 | -0.0077455 | -0.0151 | -0.0064072 | -0.002884 | -0.0082849 | -0.00068547 | -0.0056678 | 0.010869
|  | 2.5317 | 0.001082 | -0.0056255 | -0.0019653 | -0.0017007 | -0.011815 | 0.0083784 | 0.0039578 | -0.007003 | 0.00944
|  | 2.5268 | 0.0035073 | -0.001532 | 0.004452 | 0.0054841 | -0.017239 | 0.014839 | 0.005358 | -0.0068375 | 0.0064819
|  | 2.5218 | -0.01404 | 0.0044325 | 0.014849 | 0.0046189 | -0.0090202 | 0.0034234 | -0.0037787 | -0.0014362 | 0.0036409
|  | 2.5169 | -0.015904 | 0.0040586 | 0.0091635 | -0.0041986 | 0.00032746 | -0.0064469 | -0.0048903 | 0.0072172 | 0.0010767
|  | 2.5121 | -0.0014475 | 0.0017288 | -0.0024526 | -0.015861 | -0.0079898 | -0.013179 | -0.009523 | 0.0016556 | -0.0063097
|  | 2.5072 | 0.0077578 | -0.0024287 | 0.0035663 | -0.016236 | -0.01259 | -0.014444 | -0.0096725 | -0.0036079 | -0.0096473
|  | 2.5024 | -0.0093081 | -0.0098632 | -0.0025535 | -0.0084417 | -0.0099615 | -0.019091 | -0.012811 | -0.01173 | -0.0053978
|  | 2.4975 | -0.0084493 | -0.0037963 | 0.0030597 | 0.011766 | 0.0068998 | -0.009175 | -0.0043243 | -0.0066784 | 0.0040904
|  | 2.4927 | 0.013781 | 0.0068906 | 0.020258 | 0.018256 | 0.027767 | 0.014628 | 0.014776 | 0.01624 | 0.0036373
|  | 2.488 | 0.0077524 | -0.0010824 | -3.7013e-05 | -0.0034719 | 0.010532 | 0.0061313 | 0.013937 | 0.015771 | -9.3864e-05
|  | 2.4832 | -0.01635 | -0.02104 | -0.027242 | -0.022553 | -0.029914 | -0.025414 | -0.002598 | -0.0076846 | -0.016082
|  | 2.4784 | -0.02179 | -0.014366 | -0.02153 | -0.028062 | -0.027316 | -0.020509 | -0.02218 | -0.012723 | -0.034173
|  | 2.4737 | -0.0052329 | 0.0028564 | -0.0024345 | -0.021234 | 0.0030031 | -0.0019665 | -0.020561 | 0.0059412 | -0.012787
|  | 2.469 | -0.00060715 | -0.0018541 | 0.0084213 | -0.019006 | 0.0019077 | -0.011061 | -0.0065205 | 0.0080491 | 0.0040103
|  | 2.4643 | -0.0085566 | -0.0087312 | 0.0033697 | -0.023029 | -0.018238 | -0.021938 | -0.0033142 | -0.0085723 | -0.00038675
|  | 2.4596 | -0.0058579 | -0.0026435 | -0.0063624 | -0.014458 | -0.026403 | -0.028317 | 0.006741 | -0.016327 | 0.010309
|  | 2.455 | 0.010879 | 0.016266 | 0.0029216 | 0.0059332 | -0.014718 | -0.023024 | 0.023308 | -0.012954 | 0.013041
|  | 2.4503 | 0.002137 | 0.00074248 | 0.0042921 | -0.00014092 | -0.018413 | -0.027653 | 0.0054123 | -0.018526 | -0.010547
|  | 2.4457 | -0.01038 | -0.022336 | 0.0029951 | -0.01729 | -0.01025 | -0.030864 | -0.018406 | -0.022582 | -0.01728
|  | 2.4411 | 0.010255 | -0.007319 | 0.0028245 | 0.00066086 | 0.020568 | -0.005512 | -0.0069034 | -0.0072846 | -0.0043224
|  | 2.4365 | 0.023047 | 0.0065517 | -0.0060058 | 0.023182 | 0.021697 | 0.0068407 | 0.020997 | 0.014457 | 0.0035
|  | 2.4319 | 0.031546 | 0.032593 | 0.02105 | 0.036691 | 0.034362 | 0.027077 | 0.051492 | 0.044365 | 0.029605
|  | 2.4274 | 0.041914 | 0.051365 | 0.051516 | 0.047527 | 0.060022 | 0.047835 | 0.054439 | 0.05781 | 0.050574
|  | 2.4229 | 0.025701 | 0.020095 | 0.024861 | 0.018401 | 0.03978 | 0.017192 | 0.028815 | 0.024834 | 0.02782
|  | 2.4183 | 0.002923 | -0.0051573 | -0.007612 | -0.014296 | 0.011942 | 0.0010687 | 0.011196 | 0.00094994 | 0.020489
|  | 2.4138 | 0.013466 | 0.019049 | 0.0016634 | 0.0077816 | 0.023854 | 0.021982 | 0.026493 | 0.018103 | 0.034824
|  | 2.4093 | 0.037065 | 0.042626 | 0.025301 | 0.039804 | 0.039849 | 0.027466 | 0.050803 | 0.042831 | 0.035305
|  | 2.4049 | 0.040857 | 0.042256 | 0.036445 | 0.04879 | 0.04308 | 0.028908 | 0.040354 | 0.046655 | 0.036491
|  | 2.4004 | 0.020435 | 0.059701 | 0.023709 | 0.031172 | 0.033392 | 0.045607 | 0.022243 | 0.03357 | 0.030138
|  | 2.396 | -0.014844 | 0.053484 | 0.0021828 | -0.014725 | 0.005981 | 0.057316 | 0.011679 | 0.025031 | 0.018936
|  | 2.3916 | -0.044112 | -0.011485 | -0.033844 | -0.059763 | -0.027879 | 0.017811 | -0.02531 | -0.008847 | -0.00037018
|  | 2.3872 | -0.044909 | -0.028092 | -0.05471 | -0.057706 | -0.035094 | -0.024291 | -0.039024 | -0.030837 | -0.0068743
|  | 2.3828 | -0.0092754 | 0.01521 | -0.0095593 | -0.010927 | -0.0057261 | -0.015612 | 0.0047093 | -0.008339 | 0.0095874
|  | 2.3784 | -0.00041656 | 0.0033705 | 0.018852 | -0.0076427 | -0.0084231 | -0.010129 | 0.013684 | -0.008664 | -0.005787
|  | 2.374 | -0.014325 | -0.032747 | 0.01498 | -0.017034 | -0.019675 | -0.0067808 | -0.0018529 | -0.011932 | -0.024714
|  | 2.3697 | 0.0018433 | -0.023264 | 0.019443 | 0.0032925 | -0.0029755 | 0.0028083 | -0.0035901 | -0.003488 | -0.0051065
|  | 2.3654 | 0.0082362 | -0.016126 | 5.276e-05 | -0.014561 | -0.0092335 | -0.002933 | -0.020491 | -0.019851 | 0.0067968
|  | 2.3611 | 0.0043896 | -0.02398 | -0.0017919 | -0.025718 | -0.023566 | 0.0069212 | -0.01497 | -0.014461 | 0.007552
|  | 2.3568 | -0.0036019 | -0.019438 | 0.0099818 | -0.0065316 | -0.038606 | 0.011246 | 0.00090918 | 0.0033729 | 0.0094635
|  | 2.3525 | -0.0069651 | 0.0042661 | 0.011386 | 0.0071918 | -0.038639 | -0.0075147 | 0.0046256 | -0.0012953 | 0.0075323
|  | 2.3482 | 0.005677 | 0.019598 | 0.012396 | 0.013398 | -0.0087832 | -0.013016 | 0.0096478 | -0.0087848 | -0.0077912
|  | 2.344 | 0.016625 | 0.0086387 | -0.01018 | 0.0052952 | 0.0077059 | 0.0017172 | 0.01825 | -0.011213 | -0.010178
|  | 2.3398 | 0.01801 | -0.0031074 | -0.041126 | 0.002489 | 0.0022853 | -0.0033644 | 0.0058902 | 0.0063662 | 0.0057614
|  | 2.3355 | 0.0052101 | -0.011306 | -0.049086 | 0.011578 | 0.0038814 | -0.033232 | -0.035699 | -0.00077516 | -0.0081531
|  | 2.3313 | -0.0057858 | -0.020698 | -0.025219 | 0.012042 | 0.011282 | -0.024462 | -0.050628 | -0.032308 | -0.023609
|  | 2.3272 | 0.0016962 | -0.023245 | -0.0033409 | 0.015364 | 0.014583 | 0.012502 | -0.01619 | -0.021665 | -0.020174
|  | 2.323 | 0.016473 | -0.010588 | 0.0051809 | 0.030702 | 0.010574 | 0.018792 | 0.010653 | 0.0058361 | -0.013139
|  | 2.3188 | 0.013992 | 0.005097 | 0.016683 | 0.025415 | -0.0061281 | -0.0087197 | 0.0020972 | 0.020988 | 0.0020199
|  | 2.3147 | -0.0040152 | 0.0086911 | 6.497e-05 | 0.0022561 | -0.018263 | -0.026935 | 0.0010129 | 0.012798 | 0.018159
|  | 2.3106 | -0.014076 | 0.0045711 | -0.012346 | -0.0059171 | -0.0073195 | -0.013273 | 0.0018612 | -0.010396 | 0.019283
|  | 2.3065 | -0.0051441 | 0.0032654 | 0.010865 | -0.012413 | 0.016598 | 0.015501 | -0.0025888 | -0.005855 | 0.015751
|  | 2.3024 | 0.00064221 | 0.0068266 | 0.018024 | -0.016505 | 0.022498 | 0.034895 | 0.004807 | 0.0093 | 0.020802
|  | 2.2983 | 0.0024517 | 0.0066128 | 0.0091953 | -0.0087805 | 0.013909 | 0.025373 | 0.019938 | 0.0096756 | 0.022013
|  | 2.2942 | 0.00031107 | -0.0051032 | 0.0020856 | -0.0094944 | 0.0051594 | -0.00091655 | 0.028728 | -0.0011182 | 0.0045039
|  | 2.2902 | -0.0082626 | -0.013256 | 0.0055951 | -0.0090838 | -0.0081996 | -0.010392 | 0.011996 | -0.014128 | -0.027421
|  | 2.2861 | -0.0069082 | -0.0060573 | 0.021838 | 0.003106 | -0.030078 | -0.0062486 | -0.010358 | -0.0063908 | -0.025664
|  | 2.2821 | -0.0020714 | -0.0031178 | 0.019275 | 0.012018 | -0.029386 | 0.0010663 | -0.013229 | 0.0019043 | 0.011938
|  | 2.2781 | 0.015694 | 0.0088666 | 0.0088391 | 0.015827 | 0.011656 | 0.022106 | 0.0019885 | -0.0080974 | 0.020559
|  | 2.2741 | 0.021877 | 0.020373 | -0.0017357 | 0.012793 | 0.03187 | 0.028272 | 0.014477 | -0.022679 | -0.00023109
|  | 2.2701 | 0.012851 | -0.0017367 | -0.027755 | 0.0078 | 0.02824 | 0.022447 | 0.011287 | -0.017746 | -0.0060888
|  | 2.2661 | 0.023125 | -0.0063074 | -0.032047 | -0.0057898 | 0.011715 | 0.033158 | 0.0076513 | 0.0088382 | 0.0046756
|  | 2.2622 | 0.017543 | -0.0044114 | -0.020546 | -0.02609 | -0.033872 | 0.026812 | 0.0081208 | -0.0060025 | 0.0013842
|  | 2.2582 | -0.012525 | -0.028062 | -0.006866 | -0.018413 | -0.045363 | 0.01125 | 0.0047532 | -0.031041 | -0.021093
|  | 2.2543 | -0.031177 | -0.029258 | 0.0081749 | -0.0019935 | -0.028825 | -0.001129 | -0.010832 | -0.016004 | -0.03749
|  | 2.2504 | -0.025825 | -0.028839 | 0.00025166 | 0.0022941 | -0.032097 | -0.026312 | -0.026334 | -0.0096777 | -0.038243
|  | 2.2465 | -0.012283 | -0.03089 | -0.0019007 | 0.0084868 | -0.046014 | -0.037099 | -0.026504 | -0.0076972 | -0.037712
|  | 2.2426 | -0.0018562 | -0.0024652 | 0.0082867 | -0.00091949 | -0.043579 | -0.022171 | -0.013001 | 0.0057272 | -0.024147
|  | 2.2387 | 0.0024253 | 0.0048426 | -0.0042341 | -0.030676 | -0.023581 | 0.0050346 | -0.016153 | 0.0084214 | -0.010583
|  | 2.2349 | -0.0034033 | -0.008086 | -0.024637 | -0.053213 | -0.026926 | 0.019165 | -0.035387 | -0.010118 | -0.035887
|  | 2.231 | -0.010303 | 0.0035788 | -0.0031258 | -0.04811 | -0.015176 | 0.017025 | -0.025636 | -0.035852 | -0.042324
|  | 2.2272 | -0.020801 | 0.002231 | 0.026208 | -0.02086 | 0.024404 | 0.027484 | 0.0003121 | -0.017704 | -0.0063177
|  | 2.2234 | -0.032841 | -0.0042902 | 0.016659 | -0.013117 | 0.012361 | 0.023716 | 0.011405 | 0.019438 | 0.006894
|  | 2.2196 | -0.032415 | 0.010976 | 0.00071129 | -0.016462 | -0.0032214 | -0.0036823 | 0.012689 | 0.012403 | -0.0066335
|  | 2.2158 | -0.027765 | 0.020342 | -0.0088789 | 0.015267 | 0.029737 | -0.004961 | 0.014251 | 0.0063161 | -0.020135
|  | 2.212 | -0.020513 | 0.012204 | -0.021079 | 0.034038 | 0.020726 | -0.000248 | 0.0060673 | 0.014613 | -0.026169
|  | 2.2082 | 0.0020957 | -0.0012912 | -0.021465 | 0.0036673 | -0.015923 | -0.0091705 | 0.016509 | 0.0076386 | -0.0066313
|  | 2.2045 | -0.00578 | 0.010018 | -0.029446 | -0.019117 | -0.021839 | -0.024113 | 0.03035 | -0.014659 | 0.010712
|  | 2.2007 | -0.044724 | 0.018901 | -0.038056 | -0.030265 | -0.013289 | -0.022543 | 0.0031059 | -0.042628 | -0.010519
|  | 2.197 | -0.037176 | 0.0066217 | -0.011864 | -0.029595 | -0.0010186 | 0.003938 | -0.0070809 | -0.021608 | -0.014293
|  | 2.1933 | -0.021905 | 0.00065958 | 0.0094083 | -0.007519 | -0.017184 | -0.0081034 | -0.013355 | 0.021131 | 0.0041023
|  | 2.1896 | -0.040988 | 0.00089605 | 0.016372 | -0.0057239 | -0.034799 | -0.023957 | -0.0070385 | 0.018508 | 0.010595
|  | 2.1859 | -0.038163 | 0.012327 | 0.0018905 | -0.007228 | -0.017119 | -0.0037191 | 0.033304 | -0.0029077 | 0.0046477
|  | 2.1822 | -0.018209 | 0.032017 | -0.014143 | -0.0069026 | -0.0022228 | -0.0015677 | 0.016579 | -0.022688 | -0.022397
|  | 2.1785 | 0.007508 | 0.028966 | 0.012363 | -0.016167 | -0.00055023 | -0.0025966 | -0.01599 | -0.0049295 | -0.0075305
|  | 2.1749 | 0.02792 | -0.00076849 | 0.0087778 | -0.0011905 | -0.010804 | -0.0067246 | -0.034651 | 0.027492 | 0.035705
|  | 2.1712 | 0.01691 | -0.014976 | -0.027667 | 0.01441 | -0.015199 | -0.035956 | -0.043102 | 0.01808 | 0.041405
|  | 2.1676 | 0.016625 | -0.009163 | -0.016688 | 0.0044994 | 0.019215 | -0.018302 | -0.0013693 | 0.029964 | 0.047484
|  | 2.164 | 0.023044 | -0.0051518 | -0.014083 | -0.018373 | 0.026875 | 0.013915 | -0.01573 | 0.022992 | 0.036809
|  | 2.1604 | 0.025364 | 0.014319 | -0.058384 | -0.015705 | 0.01149 | 0.013228 | -0.049453 | -0.015648 | 0.019107
|  | 2.1568 | 0.030858 | 0.038104 | -0.060385 | 0.026179 | 0.026101 | 0.021841 | 0.018635 | -0.0057438 | 0.020132
|  | 2.1532 | 0.0075022 | 0.013824 | -0.014438 | 0.027901 | 0.0062305 | 0.017845 | 0.088557 | 0.0040774 | 0.006457
|  | 2.1496 | -0.0059921 | 0.0045072 | 0.020254 | 0.0029665 | -0.02372 | 0.022696 | 0.086751 | 0.0023855 | 0.0048125
|  | 2.1461 | -0.0015973 | 0.035875 | 0.0039585 | 0.0031782 | -0.010457 | -0.0021982 | 0.02218 | -0.0094891 | 0.038787
|  | 2.1425 | -0.011649 | 0.045734 | -0.034488 | -0.00081953 | -0.0045674 | -0.044777 | -0.055905 | -0.04851 | 0.05444
|  | 2.139 | -0.030991 | 0.034338 | -0.014142 | -0.022688 | -0.005359 | -0.027365 | -0.058857 | -0.055013 | 0.013823
|  | 2.1355 | -0.028937 | 0.020159 | 0.021435 | -0.048078 | -0.0044349 | -0.018807 | -0.0018854 | -0.02689 | -0.0063329
|  | 2.132 | 0.0085428 | 0.0077793 | 0.0069092 | -0.039611 | -0.0284 | -0.028684 | 0.020486 | -0.01676 | 0.0032933
|  | 2.1285 | -0.0046837 | -0.045056 | -0.02457 | -0.009806 | -0.048182 | -0.011116 | 0.02338 | -0.009209 | -0.0038116
|  | 2.125 | -0.043575 | -0.08021 | -0.032083 | 0.0024201 | -0.024814 | 0.021714 | 0.038334 | 0.0068473 | -0.0086797
|  | 2.1215 | -0.025014 | -0.045234 | -0.0052811 | 0.008695 | -0.0098998 | 0.023891 | 0.042173 | 0.000101 | -0.0015799
|  | 2.118 | 0.0058612 | -0.015315 | 0.033389 | 0.024499 | -0.026969 | 0.018526 | 0.045074 | -0.017013 | 0.0061965
|  | 2.1146 | 0.0090403 | -0.011092 | 0.034502 | 0.011821 | -0.016081 | 0.011154 | 0.015462 | -0.037018 | 0.01637
|  | 2.1111 | -0.0042826 | -0.013949 | 0.003005 | -0.030143 | -0.010089 | -0.0023485 | -0.028231 | -0.051951 | 0.036158
|  | 2.1077 | 0.0022185 | -0.032653 | 0.013638 | -0.032458 | 0.0045902 | 0.023026 | -0.048325 | -0.064157 | 0.019016
|  | 2.1043 | -0.018265 | -0.051462 | 0.043128 | -0.017126 | 0.037718 | 0.027891 | -0.056439 | -0.075531 | -0.027868
|  | 2.1009 | -0.046531 | -0.040933 | 0.032424 | 0.015348 | 0.043862 | 0.018991 | -0.047746 | -0.0012475 | -0.02577
|  | 2.0975 | 0.0018304 | 0.011653 | 0.025905 | 0.057433 | 0.046799 | 0.044488 | -0.0054039 | 0.10136 | 0.023898
|  | 2.0941 | 0.033176 | 0.039882 | 0.025125 | 0.036961 | 0.0046869 | 0.033277 | 0.020875 | 0.080751 | 0.054138
|  | 2.0907 | 0.018159 | -0.012092 | 0.004053 | 0.0089788 | -0.03678 | -0.0070118 | 0.0029622 | 0.019075 | 0.038451
|  | 2.0873 | 0.015451 | -0.033539 | -0.0029074 | 0.00683 | -0.021694 | 0.0028025 | 0.0049366 | -0.0070582 | 0.0054701
|  | 2.084 | -0.0092861 | -0.0070621 | 0.0093907 | -0.00969 | -0.016808 | 0.022997 | -0.0012056 | -0.020337 | -0.030322
|  | 2.0806 | -0.037409 | 0.0034537 | 0.0057979 | -0.037495 | -0.0018986 | -0.0076911 | -0.016379 | -0.02168 | -0.025915
|  | 2.0773 | -0.043867 | 0.018353 | -0.0055776 | -0.074352 | 0.030205 | -0.038358 | -0.0080275 | -0.0083604 | 0.011917
|  | 2.074 | -0.043381 | 0.017681 | -0.0022478 | -0.078313 | 0.031438 | -0.0080626 | -0.010654 | 0.028264 | 0.004181
|  | 2.0707 | -0.043541 | -0.019216 | -0.0094518 | -0.037907 | 0.0044275 | 0.01715 | -0.023924 | 0.010084 | -0.034745
|  | 2.0673 | -0.044853 | -0.040795 | 0.0073753 | -0.011256 | 0.019856 | 0.0033268 | -0.027059 | -0.051905 | -0.052637
|  | 2.0641 | -0.028122 | -0.02288 | 0.064457 | 0.031423 | 0.067035 | 0.036541 | 0.0018716 | -0.058047 | -0.0083162
|  | 2.0608 | -0.027621 | -0.010125 | 0.085007 | 0.053128 | 0.045097 | 0.039315 | 0.02448 | -0.050005 | 0.05856
|  | 2.0575 | -0.02247 | -0.0047203 | 0.035066 | 0.060459 | 0.032722 | 0.047082 | 0.0023895 | -0.064218 | 0.063031
|  | 2.0542 | -0.0015664 | 0.013705 | -0.024047 | 0.080288 | 0.030977 | 0.11626 | -0.0017987 | -0.027854 | 0.031166
|  | 2.051 | 0.031518 | 0.062013 | 0.012097 | 0.060167 | 0.0032469 | 0.10991 | 0.063222 | 0.056234 | 0.033575
|  | 2.0478 | 0.057677 | 0.076147 | 0.06058 | 0.051963 | 0.027299 | 0.081729 | 0.10425 | 0.093499 | 0.036825
|  | 2.0445 | 0.031343 | 0.019894 | 0.024661 | 0.038059 | 0.015627 | 0.043404 | 0.067698 | 0.075838 | 0.013316
|  | 2.0413 | 0.046375 | 0.020758 | -0.015024 | 0.020712 | -0.0089412 | 0.0019513 | 0.028295 | 0.040768 | 0.010797
|  | 2.0381 | 0.080755 | 0.004262 | -0.046525 | -0.0072992 | 0.011767 | -6.3868e-05 | 0.0057997 | -0.008555 | 0.016879
|  | 2.0349 | 0.022937 | -0.042963 | -0.089419 | -0.052312 | 0.0059468 | -0.011605 | 0.004732 | -0.032168 | 0.032729
|  | 2.0317 | -0.027745 | -0.016117 | -0.082578 | -0.071747 | -0.027863 | -0.036075 | -0.01329 | -0.0053809 | -0.0036086
|  | 2.0285 | 0.007823 | -0.028716 | -0.0078431 | -0.065957 | -0.066855 | -0.072626 | -0.02516 | 0.019263 | -0.081688
|  | 2.0254 | 0.042001 | -0.035203 | 0.057336 | -0.028201 | -0.044535 | -0.073963 | 0.0045667 | 0.021796 | -0.058571
|  | 2.0222 | 0.058814 | 0.014805 | 0.072081 | -0.0088117 | 0.016518 | -0.027393 | 0.016298 | 0.031088 | -0.010213
|  | 2.019 | 0.058576 | -0.0060904 | 0.02089 | -0.041433 | -0.014529 | -0.029289 | 0.0016854 | 0.014338 | -0.047841
|  | 2.0159 | 0.035509 | -0.054455 | -0.048331 | -0.067753 | -0.072857 | -0.080341 | -0.018361 | -0.050255 | -0.080176
|  | 2.0128 | 0.041179 | -0.045591 | -0.019462 | -0.038018 | -0.022046 | -0.069555 | -0.008508 | -0.024844 | -0.043795
|  | 2.0097 | 0.022391 | -0.036351 | 0.03047 | -0.014781 | 0.012782 | -0.021513 | 0.012575 | 0.058655 | -0.013061
|  | 2.0065 | -0.017247 | -0.021866 | 0.015078 | -0.0095765 | -0.021117 | -0.0028503 | 0.031197 | 0.053274 | -0.0081811
|  | 2.0034 | -0.022682 | -0.020612 | -0.016248 | 0.0041972 | -0.034401 | 0.016335 | 0.050347 | 0.032213 | -0.019917
|  | 2.0004 | -0.0482 | -0.020511 | -0.011543 | 0.0058811 | -0.034901 | 0.049504 | 0.066574 | 0.010333 | -0.040336
|  | 1.9973 | -0.068598 | 0.045708 | -0.0066086 | 0.023502 | -0.01764 | 0.058075 | 0.075259 | -0.014497 | -0.034074
|  | 1.9942 | -0.027599 | 0.1052 | -0.019521 | 0.049169 | -0.028194 | 0.02816 | 0.020828 | 0.015557 | -0.031531
|  | 1.9911 | 0.0036405 | 0.093862 | 0.011837 | 0.051825 | -0.062199 | 0.041164 | -0.040446 | 0.043478 | -0.059593
|  | 1.9881 | 0.0087405 | 0.0048165 | -0.0072611 | 0.02279 | -0.044107 | 0.046863 | -0.027092 | 0.032709 | -0.037427
|  | 1.985 | 0.034642 | -0.066677 | -0.024727 | -0.0021054 | -0.00058287 | -0.0055362 | -0.0041119 | 0.0064066 | 0.028366
|  | 1.982 | 0.051422 | -0.032195 | 0.038246 | 0.035042 | 0.0068749 | 0.024593 | 0.021547 | 0.0071803 | 0.046428
|  | 1.979 | 0.010122 | 0.02388 | 0.025509 | 0.062205 | -0.018003 | 0.06948 | 0.037915 | 0.072997 | 0.041685
|  | 1.976 | -0.022702 | -0.0012425 | -0.0086491 | 0.028813 | -0.0052004 | 0.038311 | 0.0043498 | 0.087293 | -0.013433
|  | 1.9729 | 0.0085252 | -0.02844 | 0.012908 | 0.022927 | 0.016036 | -0.012518 | -0.016569 | 0.0047363 | -0.078418
|  | 1.97 | 0.000938 | -0.00029379 | 0.013416 | 0.0067567 | -0.024648 | -0.052115 | -0.045397 | -0.025802 | -0.042463
|  | 1.967 | -0.012446 | 0.014435 | -0.0046396 | -0.051358 | -0.05695 | -0.029338 | -0.046418 | -0.01952 | 0.00037199
|  | 1.964 | 0.04308 | 0.03695 | 0.0024397 | -0.015888 | -0.040546 | 0.043882 | 0.0096488 | -0.037994 | 0.010254
|  | 1.961 | 0.051832 | 0.032403 | 0.020361 | 0.045255 | -0.036285 | 0.065131 | 0.010964 | -0.024183 | 0.063825
|  | 1.958 | 0.060003 | -0.024612 | 0.031055 | 0.01494 | -0.028402 | 0.024489 | -0.036865 | 0.025318 | 0.10737
|  | 1.9551 | 0.11498 | -0.017247 | 0.0074484 | -0.051504 | -0.010568 | 0.0024978 | -0.050117 | 0.029382 | 0.037704
|  | 1.9521 | 0.046557 | 0.022372 | -0.049359 | -0.11704 | -0.017643 | -0.022021 | -0.030755 | 0.0031583 | -0.019945
|  | 1.9492 | -0.068361 | -0.060041 | -0.057393 | -0.15828 | -0.0095727 | -0.026527 | -0.039484 | 0.012958 | -0.0098349
|  | 1.9463 | -0.073119 | -0.13771 | -0.025861 | -0.13246 | 0.002944 | -0.031499 | -0.065796 | 0.0040131 | -0.054361
|  | 1.9434 | -0.033899 | -0.071195 | -0.05092 | -0.071189 | -0.013122 | -0.038699 | -0.062172 | -0.027823 | -0.10196
|  | 1.9405 | 0.002668 | 0.0060838 | -0.10557 | -0.016511 | -0.021538 | 0.02849 | -0.0048815 | -0.0332 | -0.076058
|  | 1.9376 | 0.054199 | 0.029649 | -0.094002 | -0.015422 | -0.069672 | 0.040886 | -0.01721 | -0.086164 | -0.0086634
|  | 1.9347 | 0.088077 | -0.0022556 | -0.022744 | -0.034466 | -0.072382 | 0.0042131 | -0.070223 | -0.10369 | 0.015075
|  | 1.9318 | 0.066886 | -0.03745 | 0.068176 | 0.043932 | 0.033897 | 0.035859 | 0.023833 | -0.026022 | 0.0064378
|  | 1.9289 | 0.051706 | 0.033921 | 0.1125 | 0.10006 | 0.11176 | 0.081924 | 0.11064 | 0.028884 | 0.039646
|  | 1.926 | 0.18556 | 0.2205 | 0.16229 | 0.17969 | 0.24368 | 0.18316 | 0.17365 | 0.22043 | 0.1725
|  | 1.9232 | 0.3747 | 0.38634 | 0.29832 | 0.34693 | 0.39217 | 0.36885 | 0.32654 | 0.44816 | 0.35865
|  | 1.9203 | 0.53622 | 0.50299 | 0.51951 | 0.52734 | 0.52708 | 0.60267 | 0.5364 | 0.56852 | 0.55812
|  | 1.9175 | 0.7613 | 0.73094 | 0.79334 | 0.75851 | 0.79909 | 0.8587 | 0.83796 | 0.80048 | 0.79938
|  | 1.9147 | 0.92243 | 0.99218 | 1.0176 | 0.99913 | 1.1467 | 1.0755 | 1.1271 | 1.0693 | 1.0636
|  | 1.9118 | 0.9214 | 1.147 | 1.1554 | 1.1774 | 1.4453 | 1.3314 | 1.33 | 1.2602 | 1.3098
|  | 1.909 | 0.85741 | 1.2234 | 1.235 | 1.289 | 1.5953 | 1.561 | 1.4654 | 1.399 | 1.4811
|  | 1.9062 | 0.74007 | 1.1672 | 1.2714 | 1.3754 | 1.6543 | 1.6142 | 1.5381 | 1.5588 | 1.6031
|  | 1.9034 | 0.58824 | 1.0013 | 1.2314 | 1.4406 | 1.717 | 1.6422 | 1.6161 | 1.7353 | 1.6993
|  | 1.9006 | 0.4884 | 0.95372 | 1.1629 | 1.5671 | 1.7972 | 1.7396 | 1.6582 | 1.8665 | 1.7665
|  | 1.8978 | 0.41133 | 0.92929 | 1.0966 | 1.5967 | 1.7882 | 1.8214 | 1.6631 | 1.9443 | 1.8538
|  | 1.8951 | 0.36306 | 0.7248 | 1.0283 | 1.4335 | 1.7064 | 1.8769 | 1.6935 | 1.9487 | 1.9716
|  | 1.8923 | 0.30696 | 0.44781 | 0.92483 | 1.284 | 1.6339 | 1.9072 | 1.6267 | 1.893 | 1.9601
|  | 1.8895 | 0.19709 | 0.24865 | 0.75133 | 1.1167 | 1.4684 | 1.9047 | 1.4835 | 1.8461 | 1.867
|  | 1.8868 | 0.12948 | 0.1569 | 0.56657 | 0.86026 | 1.2946 | 1.8735 | 1.3868 | 1.8466 | 1.8906
|  | 1.8841 | 0.088502 | 0.13172 | 0.42532 | 0.56742 | 1.1911 | 1.7657 | 1.2402 | 1.8701 | 1.8886
|  | 1.8813 | 0.059971 | 0.087693 | 0.30508 | 0.36629 | 1.102 | 1.5958 | 1.0942 | 1.8923 | 1.8456
|  | 1.8786 | 0.097884 | 0.01936 | 0.19013 | 0.26195 | 1.0436 | 1.4442 | 1.0934 | 1.8795 | 1.9007
|  | 1.8759 | 0.11536 | 0.036176 | 0.12413 | 0.18658 | 0.95583 | 1.2589 | 1.1469 | 1.8453 | 1.924
|  | 1.8732 | 0.067684 | 0.087318 | 0.097037 | 0.16422 | 0.73077 | 1.0317 | 1.0853 | 1.8315 | 1.9148
|  | 1.8705 | 0.025528 | 0.099635 | 0.083915 | 0.16186 | 0.50717 | 0.88457 | 0.91039 | 1.9361 | 1.9696
|  | 1.8678 | -0.014732 | 0.079162 | 0.053117 | 0.086521 | 0.37289 | 0.70553 | 0.60126 | 1.9407 | 1.8882
|  | 1.8651 | -0.033239 | 0.032728 | -0.0019952 | -0.025064 | 0.20493 | 0.48398 | 0.24651 | 1.6341 | 1.645
|  | 1.8624 | -0.029202 | 0.012923 | -0.026941 | -0.024674 | 0.088096 | 0.40943 | 0.19405 | 1.4601 | 1.5964
|  | 1.8597 | -0.028723 | 0.025232 | -0.042618 | -0.0024449 | 0.049251 | 0.39122 | 0.32435 | 1.4687 | 1.7739
|  | 1.8571 | 0.014217 | 0.053925 | -0.054479 | -0.043462 | 0.027444 | 0.31819 | 0.30736 | 1.3356 | 1.8133
|  | 1.8544 | 0.062461 | 0.060383 | -0.05969 | -0.031029 | 0.044143 | 0.31762 | 0.2278 | 1.1995 | 1.7171
|  | 1.8518 | 0.044453 | -0.0036035 | -0.082519 | -0.026519 | 0.021057 | 0.32828 | 0.11302 | 1.0901 | 1.646
|  | 1.8491 | -0.016088 | -0.059903 | -0.041303 | -0.042441 | 0.006697 | 0.25737 | 0.046948 | 0.93968 | 1.6042
|  | 1.8465 | -0.026904 | -0.029617 | -0.0026193 | -0.035887 | 0.051985 | 0.17061 | 0.072361 | 0.82369 | 1.5823
|  | 1.8439 | 0.018361 | -0.017799 | -0.046225 | -0.01033 | 0.048483 | 0.076536 | 0.040457 | 0.72057 | 1.5524
|  | 1.8412 | 0.018741 | -0.040212 | -0.0302 | 0.023657 | 0.0050107 | 0.023928 | -0.0022877 | 0.6686 | 1.5053
|  | 1.8386 | -0.028904 | -0.016301 | 0.076254 | 0.0018172 | -0.0012767 | 0.030812 | 0.037562 | 0.64949 | 1.4517
|  | 1.836 | -0.038278 | 0.025734 | 0.068434 | -0.031009 | 0.02889 | 0.038579 | 0.12286 | 0.59235 | 1.4114
|  | 1.8334 | -0.0094343 | 0.033251 | -0.003088 | -0.054458 | 0.023343 | 0.030731 | 0.11523 | 0.52012 | 1.3482
|  | 1.8308 | -0.014904 | -0.013378 | 0.025643 | -0.07432 | 0.017504 | 0.0027016 | -0.011766 | 0.43787 | 1.2205
|  | 1.8282 | -0.013285 | -0.00028609 | 0.034327 | -0.038079 | 0.051485 | -0.010578 | -0.023158 | 0.40755 | 1.1532
|  | 1.8257 | 0.039142 | 0.065929 | 0.029899 | 0.018397 | 0.054361 | 0.0047128 | 0.063247 | 0.38696 | 1.1394
|  | 1.8231 | 0.078516 | 0.053773 | 0.021361 | 0.03348 | 0.076588 | 0.071734 | 0.12284 | 0.38747 | 1.1274
|  | 1.8205 | 0.098856 | 0.057293 | 0.055474 | 0.067078 | 0.13077 | 0.16802 | 0.17548 | 0.41523 | 1.2033
|  | 1.818 | 0.10496 | 0.085918 | 0.1196 | 0.14047 | 0.12248 | 0.23319 | 0.16909 | 0.39168 | 1.1757
|  | 1.8154 | 0.16559 | 0.12773 | 0.12065 | 0.20846 | 0.16792 | 0.28495 | 0.19322 | 0.4099 | 1.0748
|  | 1.8129 | 0.27215 | 0.27556 | 0.24197 | 0.27819 | 0.30794 | 0.29414 | 0.28842 | 0.44067 | 1.0846
|  | 1.8104 | 0.31355 | 0.41774 | 0.38575 | 0.31991 | 0.4228 | 0.33411 | 0.3827 | 0.44576 | 1.0897
|  | 1.8078 | 0.3575 | 0.45442 | 0.41782 | 0.34714 | 0.47104 | 0.44538 | 0.47674 | 0.44434 | 1.049
|  | 1.8053 | 0.45588 | 0.44325 | 0.46212 | 0.40638 | 0.46039 | 0.5084 | 0.51967 | 0.48119 | 0.947
|  | 1.8028 | 0.56031 | 0.46075 | 0.49742 | 0.47051 | 0.46121 | 0.55879 | 0.54923 | 0.59357 | 0.90447
|  | 1.8003 | 0.59029 | 0.52187 | 0.54077 | 0.49289 | 0.52871 | 0.62229 | 0.61282 | 0.64122 | 0.9491
|  | 1.7978 | 0.55322 | 0.55279 | 0.59009 | 0.51663 | 0.6385 | 0.63581 | 0.62564 | 0.6226 | 0.91299
|  | 1.7953 | 0.5036 | 0.54749 | 0.62178 | 0.60904 | 0.69642 | 0.70165 | 0.67741 | 0.67012 | 0.83631
|  | 1.7928 | 0.42307 | 0.54649 | 0.67185 | 0.68753 | 0.72227 | 0.76494 | 0.72826 | 0.72078 | 0.78347
|  | 1.7904 | 0.38651 | 0.44562 | 0.65079 | 0.70986 | 0.72048 | 0.67404 | 0.68747 | 0.70359 | 0.76576
|  | 1.7879 | 0.38826 | 0.33001 | 0.58378 | 0.68265 | 0.69249 | 0.59931 | 0.7304 | 0.71154 | 0.77234
|  | 1.7854 | 0.35633 | 0.32093 | 0.55194 | 0.59651 | 0.72854 | 0.63349 | 0.76673 | 0.75135 | 0.74774
|  | 1.783 | 0.35197 | 0.27208 | 0.53783 | 0.53305 | 0.74985 | 0.66146 | 0.68942 | 0.73965 | 0.70515
|  | 1.7805 | 0.30994 | 0.19176 | 0.50224 | 0.49125 | 0.68785 | 0.64317 | 0.66615 | 0.71701 | 0.71691
|  | 1.7781 | 0.22981 | 0.14077 | 0.42541 | 0.43009 | 0.62745 | 0.65199 | 0.7128 | 0.72678 | 0.75416
|  | 1.7757 | 0.24662 | 0.12713 | 0.36429 | 0.37635 | 0.63072 | 0.72098 | 0.70536 | 0.72629 | 0.77831
|  | 1.7732 | 0.26544 | 0.15238 | 0.3555 | 0.33347 | 0.61616 | 0.71366 | 0.67444 | 0.70128 | 0.77336
|  | 1.7708 | 0.22322 | 0.11987 | 0.30682 | 0.24842 | 0.56384 | 0.66018 | 0.70386 | 0.66383 | 0.75072
|  | 1.7684 | 0.23922 | 0.058468 | 0.22889 | 0.20053 | 0.52581 | 0.66597 | 0.72257 | 0.64796 | 0.75095
|  | 1.766 | 0.22574 | 0.049154 | 0.21627 | 0.17824 | 0.4459 | 0.62704 | 0.66065 | 0.58591 | 0.70974
|  | 1.7636 | 0.097564 | -0.0043218 | 0.15054 | 0.04571 | 0.40767 | 0.55662 | 0.64225 | 0.52714 | 0.68331
|  | 1.7612 | 0.037264 | -0.035844 | 0.08348 | -0.035677 | 0.47892 | 0.54518 | 0.7243 | 0.60689 | 0.7335
|  | 1.7588 | 0.032092 | 0.037317 | 0.050411 | -0.0028746 | 0.50329 | 0.51832 | 0.7192 | 0.67732 | 0.73141
|  | 1.7564 | 0.031477 | 0.06953 | -0.027173 | 0.019765 | 0.44069 | 0.46524 | 0.65844 | 0.66912 | 0.73728
|  | 1.754 | 0.081081 | 0.11371 | 0.0086672 | 0.036562 | 0.38929 | 0.45187 | 0.69608 | 0.71405 | 0.78504
|  | 1.7517 | 0.014668 | 0.15638 | 0.074718 | 0.0072803 | 0.30015 | 0.38841 | 0.72652 | 0.73611 | 0.71564
|  | 1.7493 | -0.1003 | 0.071717 | 0.031757 | -0.026767 | 0.18595 | 0.30177 | 0.6526 | 0.68103 | 0.6379
|  | 1.7469 | -0.099856 | 0.028812 | 0.02906 | 0.013022 | 0.14404 | 0.33538 | 0.61487 | 0.69426 | 0.64585
|  | 1.7446 | -0.069672 | 0.061029 | 0.025665 | -0.0066707 | 0.1014 | 0.35743 | 0.62774 | 0.67084 | 0.65711
|  | 1.7422 | -0.023943 | 0.056934 | 0.006788 | -0.03797 | 0.075499 | 0.28441 | 0.6059 | 0.65289 | 0.70271
|  | 1.7399 | 0.0041276 | 0.049422 | 0.050663 | 0.0074701 | 0.038025 | 0.22863 | 0.59572 | 0.69104 | 0.7117
|  | 1.7376 | -0.011663 | 0.023063 | 0.0052874 | 0.051905 | 0.01231 | 0.1926 | 0.60144 | 0.67149 | 0.67405
|  | 1.7352 | 0.0099551 | 0.0056025 | -0.061916 | 0.10326 | 0.086604 | 0.1662 | 0.53238 | 0.73381 | 0.71202
|  | 1.7329 | 0.023029 | -0.017464 | -0.05452 | 0.081697 | 0.086263 | 0.10701 | 0.38092 | 0.70598 | 0.72805
|  | 1.7306 | -0.045841 | -0.070842 | -0.072328 | -0.011735 | 0.059822 | 0.022344 | 0.33442 | 0.56777 | 0.69386
|  | 1.7283 | -0.057801 | -0.054346 | -0.044658 | 0.0079926 | 0.06415 | 0.054298 | 0.36141 | 0.52183 | 0.72526
|  | 1.726 | 0.04682 | 0.0031664 | 0.020989 | 0.1292 | 0.020752 | 0.11503 | 0.31418 | 0.53595 | 0.77215
|  | 1.7237 | 0.07072 | 0.019411 | 0.0080149 | 0.12018 | -0.012553 | 0.11811 | 0.1927 | 0.58827 | 0.73765
|  | 1.7214 | -0.018274 | 0.019522 | -0.026598 | -0.015452 | -0.045579 | 0.16365 | 0.11277 | 0.53305 | 0.68257
|  | 1.7191 | -0.093883 | 0.030639 | -0.037887 | -0.05225 | -0.031077 | 0.23379 | 0.15402 | 0.44114 | 0.65573
|  | 1.7169 | -0.10435 | -0.031882 | -0.059019 | 0.0012007 | 0.0047875 | 0.21387 | 0.18469 | 0.46513 | 0.60174
|  | 1.7146 | -0.017668 | -0.046233 | -0.086519 | 0.029439 | -0.0087681 | 0.093591 | 0.19035 | 0.47894 | 0.63819
|  | 1.7123 | 0.064139 | 0.081259 | -0.081419 | -0.02514 | -0.048527 | 0.044701 | 0.13372 | 0.40831 | 0.71404
|  | 1.7101 | 0.046687 | 0.13815 | -0.0035005 | -0.095206 | -0.1126 | 0.064131 | 0.059242 | 0.34086 | 0.69855
|  | 1.7078 | -0.022791 | 0.085819 | 0.091077 | -0.038085 | -0.1513 | 0.028271 | 0.11467 | 0.27445 | 0.70728
|  | 1.7056 | -0.031945 | 0.01931 | 0.10209 | 0.078933 | -0.11939 | 0.050041 | 0.13042 | 0.22263 | 0.67283
|  | 1.7033 | 0.046753 | -0.013406 | 0.02722 | 0.10075 | -0.02019 | 0.15034 | 0.11819 | 0.24785 | 0.66321
|  | 1.7011 | 0.083783 | -0.020018 | -0.017691 | 0.071447 | 0.073739 | 0.17993 | 0.13056 | 0.29942 | 0.68056
|  | 1.6989 | 0.0040051 | -0.017091 | -0.0162 | 0.065459 | 0.12593 | 0.14578 | 0.069513 | 0.28713 | 0.62014
|  | 1.6966 | -0.065236 | 0.0083189 | -0.048206 | 0.038939 | 0.15917 | 0.078247 | 0.02919 | 0.21153 | 0.63171
|  | 1.6944 | -0.044545 | 0.02623 | -0.075459 | 0.034089 | 0.14812 | 0.0043055 | -0.025935 | 0.18882 | 0.63522
|  | 1.6922 | -0.060731 | 0.016818 | -0.067193 | 0.056391 | 0.062313 | 0.00031644 | -0.075766 | 0.20247 | 0.56595
|  | 1.69 | -0.042172 | 0.0013086 | -0.078968 | 0.037451 | -0.037157 | 0.015795 | -0.021651 | 0.17945 | 0.50306
|  | 1.6878 | 0.038801 | 0.027393 | -0.101 | 0.0020046 | -0.057625 | -0.021492 | 0.025126 | 0.13695 | 0.43728
|  | 1.6856 | 0.039898 | 0.090127 | -0.0073748 | 0.0094369 | -0.0018302 | -0.016006 | 0.060929 | 0.10776 | 0.41859
|  | 1.6834 | -0.01435 | 0.10999 | 0.068734 | 0.010001 | 0.057332 | 0.046734 | 0.10956 | 0.067092 | 0.48413
|  | 1.6812 | -0.065026 | 0.061744 | 0.010704 | -0.03703 | 0.031219 | 0.10615 | 0.11884 | 0.06315 | 0.49203
|  | 1.6791 | -0.028465 | 0.08461 | 0.071204 | 0.0095608 | 0.0026936 | 0.22529 | 0.23257 | 0.11429 | 0.51063
|  | 1.6769 | -0.021575 | 0.14244 | 0.15064 | 0.069719 | 0.0074793 | 0.30877 | 0.26826 | 0.17947 | 0.61852
|  | 1.6747 | -0.059546 | 0.086942 | 0.052806 | 0.060021 | -0.053502 | 0.1725 | 0.075467 | 0.25301 | 0.5395
|  | 1.6726 | 0.061336 | 0.027131 | 0.012798 | 0.035607 | -0.039111 | -0.027593 | 0.006139 | 0.18269 | 0.40976
|  | 1.6704 | 0.10504 | 0.013258 | 0.073876 | 0.033064 | 0.01597 | -0.0133 | -0.0097041 | 0.061512 | 0.42335
|  | 1.6682 | -0.015673 | 0.06174 | 0.10651 | 0.12577 | 0.0046847 | 0.094508 | 0.0072501 | 0.091461 | 0.39446
|  | 1.6661 | -0.036216 | 0.11037 | 0.060105 | 0.15137 | 0.021606 | 0.096156 | 0.14194 | 0.16537 | 0.27279
|  | 1.664 | -0.037812 | 0.0084872 | -0.041575 | 0.028406 | 0.0027958 | 0.12858 | 0.084478 | 0.12488 | 0.19261
|  | 1.6618 | 0.022122 | -0.054676 | -0.029807 | -0.065657 | 0.0019947 | 0.16733 | -0.035891 | 0.10168 | 0.24051
|  | 1.6597 | 0.095912 | 0.04978 | 0.081825 | -0.02198 | 0.0089804 | 0.080004 | -0.0038544 | 0.086002 | 0.28225
|  | 1.6576 | 0.041864 | 0.15929 | 0.1084 | 0.022842 | -0.02858 | -0.028423 | 0.027705 | -0.026127 | 0.26239
|  | 1.6555 | 0.06113 | 0.10069 | 0.050588 | -0.019657 | -0.05154 | -0.082311 | 0.013186 | -0.075991 | 0.21338
|  | 1.6534 | 0.083558 | -0.019316 | -0.019025 | 0.020581 | -0.14425 | -0.10378 | 0.038185 | -0.00375 | 0.1008
|  | 1.6512 | -0.023296 | -0.019221 | -0.077704 | 0.039567 | -0.176 | -0.10113 | 0.076669 | 0.17049 | -0.025677
|  | 1.6491 | -0.08792 | -0.02065 | -0.078549 | -0.016953 | -0.073918 | -0.099131 | 0.079635 | 0.1779 | -0.12187
|  | 1.647 | -0.038635 | -0.034925 | -0.021759 | -0.00034528 | -0.066431 | -0.090958 | 0.030806 | -0.0059589 | -0.073801
|  | 1.645 | -0.025946 | -0.044121 | 0.062192 | -0.036631 | -0.12336 | -0.048621 | -0.09395 | -0.0072119 | -0.0065712
|  | 1.6429 | -0.075463 | -0.022571 | 0.072533 | -0.030412 | -0.057371 | -0.001527 | -0.11211 | 0.10695 | 0.006642
|  | 1.6408 | -0.080587 | 0.052428 | 0.021589 | 0.061392 | 0.086928 | 0.043335 | -0.010829 | 0.05739 | 0.10036
|  | 1.6387 | -0.075733 | -0.022956 | -0.034512 | -0.0041645 | 0.060913 | 0.001703 | 0.052747 | -0.056922 | 0.017945
|  | 1.6367 | -0.048449 | -0.14933 | -0.089284 | -0.10636 | -0.10766 | -0.033184 | 0.050892 | -0.038313 | -0.09817
|  | 1.6346 | 0.031955 | -0.17309 | -0.064646 | -0.097964 | -0.18861 | 0.069673 | 0.0035053 | -0.0021208 | -0.081935
|  | 1.6325 | 0.1494 | -0.137 | 0.0025296 | -0.055442 | -0.11537 | 0.12721 | -0.012545 | -0.073342 | -0.1042
|  | 1.6305 | 0.25261 | -0.021929 | 0.044792 | -0.0055477 | 0.086179 | 0.164 | -0.01882 | -0.10446 | -0.072393
|  | 1.6284 | 0.19558 | 0.043712 | -0.00582 | -0.007054 | 0.03724 | 0.12 | -0.073594 | -0.021031 | -0.084087
|  | 1.6264 | 0.06216 | 0.054593 | -0.085026 | -0.047456 | -0.17719 | -0.064026 | -0.11191 | -0.034852 | -0.10301
|  | 1.6243 | 0.071343 | 0.036958 | -0.10962 | -0.069392 | -0.19696 | -0.074811 | -0.062754 | -0.16848 | -0.056849
|  | 1.6223 | 0.068093 | -0.086813 | -0.20119 | -0.12035 | -0.14555 | 0.0010192 | -0.081992 | -0.19896 | -0.092585
|  | 1.6203 | -0.035705 | -0.14657 | -0.25267 | -0.06238 | -0.090391 | -0.062088 | -0.13757 | -0.15837 | -0.0655
|  | 1.6183 | -0.061858 | -0.11383 | -0.19926 | 0.069333 | -0.037509 | -0.12752 | -0.11973 | -0.12547 | -0.020837
|  | 1.6162 | -0.044058 | -0.10225 | -0.13061 | 0.061563 | 0.053595 | -0.09925 | -0.088742 | 0.017199 | 0.003558
|  | 1.6142 | -0.043375 | -0.1501 | -0.0016585 | -0.0028591 | 0.048816 | -0.10231 | -0.023448 | 0.09126 | 0.039231
|  | 1.6122 | -0.040281 | -0.091823 | 0.12593 | -0.037983 | -0.075759 | -0.11201 | 0.093641 | 0.0082208 | 0.063263
|  | 1.6102 | 0.048542 | 0.075522 | 0.23986 | -1.432e-06 | -0.04356 | -0.0029956 | 0.24837 | 0.015748 | 0.14484
|  | 1.6082 | 0.083982 | 0.11224 | 0.26438 | 0.089581 | 0.050923 | 0.0709 | 0.18684 | 0.013988 | 0.067145
|  | 1.6062 | 0.027819 | 0.091759 | 0.15999 | 0.10504 | 0.070919 | 0.078467 | 0.026205 | -0.049613 | -0.074378
|  | 1.6042 | 0.056892 | 0.067261 | 0.10789 | 0.045058 | 0.034991 | -0.027553 | 0.099025 | -0.095742 | -0.058596
|  | 1.6023 | 0.10534 | 0.039231 | 0.10014 | -0.0061634 | 0.0034676 | -0.17977 | 0.15812 | -0.1432 | -0.060311
|  | 1.6003 | 0.070548 | 0.035914 | 0.098552 | -0.0086336 | 0.069563 | -0.1104 | 0.093203 | -0.096159 | -0.058799
|  | 1.5983 | -0.062426 | -0.0066562 | 0.060326 | -0.022077 | 0.032807 | -0.075436 | 0.026968 | -0.027928 | -0.022736
|  | 1.5963 | -0.086414 | 0.00257 | 0.059147 | -0.039104 | -0.010649 | -0.13057 | -0.03091 | -0.048178 | 0.018366
|  | 1.5944 | 0.041871 | 0.07825 | 0.1136 | 0.034915 | 0.037647 | -0.071226 | -0.096009 | -0.052758 | 0.11927
|  | 1.5924 | 0.07516 | 0.066416 | -0.0077446 | 0.060635 | 0.022435 | -0.0040005 | -0.076963 | -0.073276 | 0.12648
|  | 1.5905 | 0.051409 | 0.047723 | -0.092647 | 0.030747 | 0.11298 | 0.1092 | 0.088298 | -0.030579 | 0.082557
|  | 1.5885 | 0.088629 | 0.076631 | -0.10471 | -0.024492 | 0.099638 | 0.18242 | 0.11026 | 0.077254 | 0.097662
|  | 1.5866 | 0.1018 | 0.0699 | -0.12455 | -0.085919 | -0.1171 | 0.13993 | 0.041061 | 0.078876 | 0.086896
|  | 1.5846 | 0.013833 | 0.045183 | -0.0083873 | -0.03686 | -0.186 | 0.058933 | 0.024726 | 0.00034584 | 0.0064413
|  | 1.5827 | -0.072244 | 0.010895 | 0.0059209 | -0.05098 | -0.13805 | -0.083966 | -0.092719 | -0.12778 | -0.12339
|  | 1.5808 | -0.0053999 | -0.055207 | -0.031794 | -0.13056 | -0.034254 | -0.18349 | -0.051763 | -0.19112 | -0.10128
|  | 1.5788 | 0.085523 | -0.046849 | 0.087276 | -0.05397 | 0.12374 | -0.066493 | 0.064289 | -0.030188 | 0.071386
|  | 1.5769 | 0.10517 | 0.075046 | 0.14848 | 0.035017 | 0.13839 | 0.053118 | 0.013585 | 0.1661 | 0.11326
|  | 1.575 | 0.14205 | 0.089692 | 0.016203 | -0.057947 | 0.066568 | 0.043494 | -0.0090629 | 0.14261 | 0.013102
|  | 1.5731 | 0.063622 | -0.11057 | -0.15517 | -0.18889 | 0.075247 | -0.014564 | -0.058139 | -0.045889 | -0.13328
|  | 1.5712 | 0.025798 | -0.16815 | -0.11299 | -0.13603 | 0.11908 | -0.11496 | -0.10567 | -0.096049 | -0.16217
|  | 1.5693 | 0.069364 | -0.13253 | -0.0051544 | 0.0019323 | 0.11489 | -0.11107 | -0.067264 | 0.053382 | -0.036726
|  | 1.5674 | 0.021231 | -0.22218 | 0.038606 | 0.0185 | 0.037544 | -0.013383 | -0.0032247 | 0.067043 | 0.029739
|  | 1.5655 | 0.02478 | -0.16611 | 0.11991 | -0.054063 | -0.062608 | 0.043492 | 0.064463 | -0.061972 | -0.023763
|  | 1.5636 | 0.058251 | -0.03614 | 0.10548 | -0.18795 | -0.048847 | -0.015608 | 0.12501 | -0.15322 | -0.08926
|  | 1.5617 | 0.036406 | -0.0065714 | 0.0038126 | -0.30335 | 0.033575 | -0.1335 | -0.017243 | -0.20455 | -0.084093
|  | 1.5598 | 0.09192 | 0.092678 | -0.02973 | -0.15931 | 0.090848 | -0.11018 | -0.21308 | -0.11539 | -0.0081408
|  | 1.558 | 0.0038796 | 0.16596 | -0.052629 | 0.0067426 | 0.081626 | 0.010401 | -0.22308 | -0.025881 | 0.081436
|  | 1.5561 | -0.27103 | 0.048957 | -0.17406 | 0.0046807 | -0.029649 | 0.093936 | -0.20935 | -0.041461 | 0.16639
|  | 1.5542 | -0.16904 | -0.02302 | -0.11484 | 0.048851 | -0.072171 | 0.2023 | -0.066463 | -0.037852 | 0.22948
|  | 1.5524 | 0.059907 | -0.077418 | 0.060071 | 0.049915 | -0.023674 | 0.17331 | 0.05156 | -0.095528 | 0.20613
|  | 1.5505 | 0.073466 | -0.16524 | 0.081262 | 0.12073 | 0.049559 | 0.016164 | -0.01103 | -0.016996 | 0.14307
|  | 1.5487 | 0.12547 | -0.13445 | 0.10685 | 0.099849 | 0.069637 | -0.073944 | -0.040515 | 0.14483 | 0.022809
|  | 1.5468 | 0.12384 | -0.12478 | 0.1489 | -0.09702 | -0.02132 | -0.095097 | -0.023754 | 0.041407 | -0.14293
|  | 1.545 | 0.062259 | -0.15199 | 0.04534 | -0.03328 | -0.0018366 | -0.076147 | -0.0010917 | -0.13224 | -0.15315
|  | 1.5431 | 0.07739 | -0.041236 | -0.074434 | 0.075581 | 0.085985 | -0.098836 | 0.099119 | -0.091412 | -0.11326
|  | 1.5413 | 0.1491 | 0.1114 | 0.019684 | 0.067806 | 0.03434 | -0.035633 | 0.26156 | 0.035177 | -0.089178
|  | 1.5395 | 0.22495 | 0.026938 | 0.10489 | 0.018225 | 0.06211 | 0.0541 | 0.31928 | -0.046175 | 0.015536
|  | 1.5376 | 0.15771 | -0.03493 | -0.070846 | -0.13284 | 0.1375 | -0.014907 | 0.22168 | -0.13439 | 0.042626
|  | 1.5358 | 0.071016 | 0.074091 | -0.21059 | -0.15962 | 0.093771 | -0.08128 | 0.11241 | 0.050644 | 0.10287
|  | 1.534 | -0.012608 | 0.055861 | -0.23257 | -0.086466 | -0.032975 | -0.090896 | 0.013376 | 0.20621 | 0.21365
|  | 1.5322 | -0.10296 | 0.034907 | -0.20217 | -0.0082342 | -0.10595 | -0.026278 | -0.019998 | 0.10745 | 0.15146
|  | 1.5304 | -0.019222 | 0.04543 | -0.07567 | 0.094331 | 0.039167 | 0.042409 | 0.054927 | 0.017732 | 0.033383
|  | 1.5286 | 0.025677 | -0.035418 | -0.048192 | 0.080201 | 0.11206 | 0.033656 | 0.09785 | -0.0070806 | -0.0066626
|  | 1.5268 | 0.079096 | -0.037746 | -0.077381 | -0.050713 | 0.036424 | 0.074766 | 0.18785 | -0.008375 | 0.059052
|  | 1.525 | 0.2357 | 0.073682 | -0.073605 | -0.091403 | 0.055161 | 0.070452 | 0.23741 | 0.0088026 | 0.074782
|  | 1.5232 | 0.14516 | 0.11313 | -0.04769 | 0.025456 | 0.098332 | -0.0071271 | 0.082261 | -0.089363 | -0.06447
|  | 1.5214 | -0.093737 | 0.051846 | -0.040434 | 0.092557 | 0.02637 | -0.063988 | 0.035144 | -0.18079 | -0.11035
|  | 1.5196 | -0.203 | -0.079952 | -0.09847 | -0.020324 | -0.07086 | -0.076025 | 0.060397 | -0.073696 | -0.050486
|  | 1.5178 | -0.1888 | -0.12572 | -0.090141 | -0.095795 | -0.046818 | 0.025554 | -0.0034429 | 0.062783 | 0.064928
|  | 1.5161 | -0.037336 | 0.06263 | 0.012464 | -0.16069 | -0.030528 | 0.035917 | 0.035896 | 0.051076 | 0.17716
|  | 1.5143 | 0.092046 | 0.15668 | 0.085206 | -0.2161 | -0.066314 | -0.040971 | 0.015915 | -0.1263 | -0.013683
|  | 1.5125 | 0.0020856 | 0.072748 | -0.076255 | -0.11721 | -0.074118 | -0.043857 | -0.10572 | -0.25575 | -0.21787
|  | 1.5108 | -0.19231 | 0.019964 | -0.29429 | -0.11076 | -0.13455 | -0.13315 | -0.1095 | -0.21743 | -0.13439
|  | 1.509 | -0.30782 | -0.065397 | -0.28877 | -0.17351 | -0.12309 | -0.16267 | -0.031157 | -0.25714 | -0.069346
|  | 1.5072 | -0.30925 | -0.058934 | -0.1163 | -0.12543 | -0.025951 | -0.080649 | -0.092051 | -0.23999 | -0.20297
|  | 1.5055 | -0.090238 | 0.097664 | 0.10853 | 0.05039 | -0.046257 | -0.013757 | -0.1407 | -0.035718 | -0.19372
|  | 1.5037 | 0.21133 | 0.091186 | 0.15751 | 0.27103 | 0.0072827 | 0.11192 | -0.097632 | -0.0019203 | -0.11138
|  | 1.502 | 0.33511 | -0.010151 | 0.10801 | 0.32821 | 0.15418 | 0.25445 | -0.15924 | -0.015731 | -0.058924
|  | 1.5003 | 0.31852 | -0.017614 | 0.13042 | 0.20273 | 0.16936 | 0.27166 | -0.12279 | 0.12242 | 0.12469
|  | 1.4985 | 0.026732 | -0.071262 | 0.08167 | -0.0024444 | 0.12056 | 0.13826 | -0.033503 | 0.18382 | 0.083333
|  | 1.4968 | -0.17153 | -0.018294 | -0.0031815 | -0.098996 | 0.012964 | -0.001736 | -0.00069664 | 0.10542 | -0.022988
|  | 1.4951 | -0.027785 | 0.036481 | -0.20292 | -0.056114 | -0.16296 | -0.048662 | 0.0053247 | -0.070244 | -0.074271
|  | 1.4933 | -0.10477 | -0.059828 | -0.40487 | 0.018514 | -0.24909 | 0.013899 | -0.033729 | -0.18137 | -0.16545
|  | 1.4916 | -0.18299 | -0.026113 | -0.34722 | 0.08213 | -0.1175 | 0.125 | 0.069242 | -0.083303 | -0.011273
|  | 1.4899 | -0.12352 | -0.0039021 | -0.16205 | 0.019668 | 0.10363 | 0.21066 | 0.154 | -0.066189 | 0.045526
|  | 1.4882 | -0.092296 | 0.10398 | 0.057838 | 0.0312 | 0.30856 | 0.28931 | 0.10622 | -0.1273 | -0.036665
|  | 1.4865 | 0.053619 | 0.27331 | 0.19705 | 0.11028 | 0.43018 | 0.25398 | 0.18384 | 0.012746 | 0.034216
|  | 1.4848 | 0.21748 | 0.2269 | 0.33004 | -0.062056 | 0.33929 | 0.11944 | 0.23798 | 0.072727 | 0.064276
|  | 1.4831 | 0.29562 | 0.1281 | 0.28696 | -0.19383 | 0.053613 | -0.035429 | 0.016241 | -0.06187 | -0.13126
|  | 1.4814 | 0.31492 | 0.053453 | -0.0039433 | 0.0044236 | -0.14698 | -0.12973 | -0.23518 | -0.084524 | -0.28092
|  | 1.4797 | 0.16008 | -0.029599 | -0.11327 | 0.11902 | -0.024538 | -0.16606 | -0.37195 | -0.063616 | -0.11849
|  | 1.478 | -0.17575 | -0.067163 | -0.1223 | -0.1332 | -0.10797 | -0.23025 | -0.45622 | -0.042939 | -0.071647
|  | 1.4763 | -0.28991 | -0.024428 | -0.074197 | -0.27483 | -0.31295 | -0.14935 | -0.38417 | 0.077039 | -0.064618
|  | 1.4747 | -0.17385 | -0.060992 | 0.036681 | -0.11249 | -0.1419 | -0.028197 | -0.23343 | 0.074143 | 0.090213
|  | 1.473 | -0.030418 | -0.087469 | -0.093247 | -0.072267 | -0.0078037 | 0.010189 | -0.23511 | 0.02282 | -0.17185
|  | 1.4713 | 0.10807 | -0.039235 | -0.23086 | -0.14217 | -0.12451 | 0.01795 | -0.20824 | 0.022001 | -0.36566
|  | 1.4696 | 0.065874 | -0.028822 | -0.029429 | -0.078191 | -0.25206 | -0.040683 | -0.094387 | 0.052989 | -0.17218
|  | 1.468 | 0.14372 | -0.036516 | 0.17451 | -0.040827 | -0.23925 | -0.074258 | 0.036103 | 0.1595 | -0.066288
|  | 1.4663 | 0.27433 | -0.07795 | -0.054144 | -0.04146 | -0.19706 | -0.17033 | 0.070231 | 0.024056 | -0.072072
|  | 1.4647 | 0.077254 | -0.17158 | -0.23194 | -0.094358 | -0.289 | -0.19989 | -0.076482 | -0.17305 | -0.12846
|  | 1.463 | -0.016694 | -0.24822 | -0.14628 | -0.02301 | -0.20978 | -0.11956 | -0.09073 | -0.20319 | -0.1011
|  | 1.4614 | 0.042975 | -0.17875 | -0.14234 | 0.15958 | 0.12189 | -0.20127 | -0.060178 | -0.1298 | 0.10217
|  | 1.4597 | -0.051863 | 0.042126 | -0.010253 | 0.1091 | 0.1242 | -0.18729 | -0.10357 | 0.13025 | 0.11452
|  | 1.4581 | -0.095336 | -0.035373 | 0.12486 | -0.035561 | -0.12574 | -0.063672 | -0.15956 | 0.16421 | -0.18492
|  | 1.4564 | 0.056987 | -0.27176 | -0.085578 | -0.13384 | -0.1649 | -0.045241 | -0.21999 | 0.078315 | -0.33261
|  | 1.4548 | 0.094229 | -0.16439 | -0.18135 | -0.26845 | -0.046287 | 0.021632 | -0.24197 | 0.21786 | -0.15656
|  | 1.4532 | -0.12818 | -0.063101 | -0.049932 | -0.33853 | 0.0186 | -0.045579 | -0.24106 | 0.11723 | 0.0099606
|  | 1.4515 | -0.034316 | 0.027147 | -0.042248 | -0.22498 | -0.0043447 | -0.10796 | -0.15854 | 0.12401 | 0.010501
|  | 1.4499 | 0.39698 | 0.16133 | -0.056477 | -0.08669 | -0.02297 | 0.0091622 | -0.091683 | 0.54604 | 0.071804
|  | 1.4483 | 0.41006 | 0.15654 | 0.029177 | 0.07289 | 0.064008 | 0.009604 | 0.071365 | 0.60052 | 0.23701
|  | 1.4467 | 0.33705 | 0.13214 | 0.18244 | 0.36909 | 0.38335 | 0.18518 | 0.31682 | 0.43464 | 0.42287
|  | 1.4451 | 0.57636 | 0.18393 | 0.23018 | 0.61303 | 0.69881 | 0.52266 | 0.40072 | 0.69407 | 0.49111
|  | 1.4435 | 0.52898 | 0.18045 | 0.13219 | 0.57128 | 0.77883 | 0.58272 | 0.36498 | 0.77266 | 0.29532
|  | 1.4419 | 0.16351 | 0.1745 | 0.17216 | 0.40829 | 0.79528 | 0.53545 | 0.27486 | 0.55833 | 0.21693
|  | 1.4403 | -0.0029498 | 0.24156 | 0.22921 | 0.39367 | 0.66738 | 0.51988 | 0.21007 | 0.57191 | 0.35892
|  | 1.4387 | 0.12554 | 0.13514 | 0.13964 | 0.49345 | 0.45922 | 0.51671 | 0.19245 | 0.46391 | 0.47546
|  | 1.4371 | 0.23778 | 0.1134 | 0.099381 | 0.50072 | 0.54682 | 0.53829 | 0.28206 | 0.35374 | 0.60291
|  | 1.4355 | 0.16851 | 0.17001 | 0.076564 | 0.34358 | 0.59689 | 0.6625 | 0.36229 | 0.40418 | 0.6186
|  | 1.4339 | -0.0042424 | 0.084223 | -0.0006994 | 0.18435 | 0.39789 | 0.68613 | 0.20702 | 0.55644 | 0.49593
|  | 1.4323 | -0.21124 | 0.071988 | -0.08122 | 0.15546 | 0.27666 | 0.4036 | 0.018834 | 0.68107 | 0.48272
|  | 1.4307 | -0.23434 | 0.12869 | -0.10364 | 0.24774 | 0.18488 | 0.3384 | -0.11513 | 0.43873 | 0.62812
|  | 1.4291 | -0.078162 | 0.062122 | -0.037761 | 0.29173 | 0.21808 | 0.52481 | -0.15783 | 0.31051 | 0.74633
|  | 1.4276 | 0.00050022 | -0.10057 | -0.014181 | 0.18467 | 0.24786 | 0.46187 | 0.10234 | 0.45059 | 0.81382
|  | 1.426 | 0.14614 | -0.019502 | 0.050411 | 0.18221 | 0.1655 | 0.41176 | 0.34776 | 0.54922 | 0.75224
|  | 1.4244 | 0.43658 | 0.23191 | 0.19867 | 0.23923 | 0.16609 | 0.61209 | 0.32909 | 0.51457 | 0.5837
|  | 1.4229 | 0.31973 | 0.12578 | 0.088613 | 0.0036814 | 0.035091 | 0.35227 | 0.2397 | 0.34996 | 0.51373
|  | 1.4213 | -0.098408 | -0.04591 | -0.041535 | -0.18716 | -0.095246 | -0.19491 | 0.1057 | 0.24851 | 0.57133
|  | 1.4197 | 0.016329 | -0.011014 | 0.11856 | -0.0062005 | 0.059393 | -0.14714 | 0.050128 | 0.49389 | 0.62274
|  | 1.4182 | 0.27577 | -0.11096 | 0.13891 | 0.10379 | 0.14187 | 0.10787 | 0.02857 | 0.85418 | 0.63436
|  | 1.4166 | 0.043394 | -0.15913 | -0.1016 | -0.039959 | -0.1406 | 0.0063159 | -0.06173 | 0.72489 | 0.55287
|  | 1.4151 | -0.10186 | -0.0071365 | -0.26554 | -0.025743 | -0.42093 | -0.09668 | -0.11794 | 0.29016 | 0.38962
|  | 1.4136 | -0.074511 | -0.021597 | -0.18872 | 0.070696 | -0.33034 | 0.03906 | -0.035413 | 0.11277 | 0.47151
|  | 1.412 | -0.1635 | -0.21726 | -0.064271 | 0.040901 | -0.12261 | 0.15765 | 0.021998 | 0.24457 | 0.59824
|  | 1.4105 | -0.12068 | -0.23029 | -0.062577 | 0.0078576 | -0.037096 | 0.1623 | -0.068222 | 0.48825 | 0.66595
|  | 1.4089 | 0.18031 | 0.015589 | -0.076682 | 0.014209 | 0.027473 | 0.30062 | 0.032009 | 0.60916 | 0.8212
|  | 1.4074 | 0.2515 | 0.17978 | -0.035269 | 0.037866 | -0.046308 | 0.46578 | 0.12686 | 0.33976 | 0.76225
|  | 1.4059 | 0.0047881 | 0.10629 | 0.029742 | 0.017486 | -0.032713 | 0.31078 | 0.028719 | 0.063192 | 0.57898
|  | 1.4044 | 0.007926 | 0.17387 | 0.10441 | 0.027516 | 0.24183 | 0.064874 | 0.19414 | 0.055441 | 0.34407
|  | 1.4028 | -0.052468 | 0.067837 | 0.035169 | -0.0060398 | 0.25088 | -0.1191 | 0.36299 | 0.05324 | 0.095092
|  | 1.4013 | -0.19555 | -0.09925 | -0.0018307 | -0.043386 | 0.17384 | -0.13209 | 0.22774 | 0.043271 | 0.19118
|  | 1.3998 | 0.10406 | 0.099053 | 0.155 | 0.0030955 | 0.23499 | 0.088769 | 0.083037 | 0.16942 | 0.43407
|  | 1.3983 | 0.32703 | 0.10377 | 0.094806 | -0.022032 | 0.20951 | 0.055512 | 0.017678 | 0.28253 | 0.44336
|  | 1.3968 | 0.24129 | 0.036765 | 0.022419 | 0.098903 | 0.15015 | -0.29296 | 0.12328 | 0.041085 | 0.51951
|  | 1.3953 | 0.096034 | 0.17113 | 0.1728 | 0.24596 | 0.055343 | -0.45867 | 0.28422 | -0.068001 | 0.53354
|  | 1.3938 | -0.087752 | 0.15088 | 0.17288 | 0.0055151 | 0.15243 | -0.22877 | 0.07587 | 0.049147 | 0.2925
|  | 1.3923 | -0.044278 | 0.061184 | -0.065294 | -0.17614 | 0.35832 | 0.0084347 | -0.21421 | -0.095069 | 0.24593
|  | 1.3908 | 0.014559 | 0.074544 | -0.32183 | -0.070598 | 0.40038 | -0.07503 | -0.10541 | -0.35637 | 0.49045
|  | 1.3893 | -0.036235 | -0.0747 | -0.32346 | -0.037001 | 0.33034 | -0.13564 | 0.074283 | -0.56123 | 0.48874
|  | 1.3878 | 0.13228 | -0.28325 | 0.025655 | 0.0039525 | 0.29885 | -0.10855 | -0.012257 | -0.55068 | 0.13253
|  | 1.3863 | 0.46714 | -0.090085 | 0.46822 | 0.29845 | 0.29427 | 0.095425 | 0.06734 | -0.22314 | 0.023647
|  | 1.3849 | 0.50413 | 0.2119 | 0.432 | 0.43066 | -0.080715 | 0.39357 | 0.1242 | -0.021565 | -0.038648
|  | 1.3834 | 0.27795 | 0.15896 | 0.027702 | 0.3532 | -0.35589 | 0.414 | -0.062266 | -0.14304 | -0.24209
|  | 1.3819 | 0.30413 | 0.0015394 | -0.17291 | 0.39802 | -0.24937 | 0.151 | -0.018562 | -0.27587 | -0.14094
|  | 1.3804 | 0.50407 | -0.083539 | -0.30075 | 0.33417 | -0.12637 | -0.070621 | 0.013348 | -0.20473 | 0.10089
|  | 1.379 | 0.28924 | -0.14427 | -0.51101 | 0.0090061 | -0.00027137 | -0.06655 | -0.084121 | 0.016508 | 0.16221
|  | 1.3775 | -0.34549 | -0.052062 | -0.44819 | -0.34688 | -0.0024823 | -0.17846 | -0.070748 | 0.12895 | 0.26555
|  | 1.376 | -0.49955 | 0.10161 | -0.25375 | -0.40257 | 0.012936 | -0.212 | -0.094208 | 0.15833 | 0.29525
|  | 1.3746 | -0.13057 | 0.076057 | -0.12621 | -0.12198 | 0.18194 | -0.073419 | -0.063969 | 0.085314 | -0.021695
|  | 1.3731 | -0.049409 | 0.049098 | 0.033064 | -0.007017 | 0.21916 | -0.013766 | 0.052054 | -0.20007 | -0.16292
|  | 1.3717 | -0.053424 | 0.025744 | -0.018231 | -0.11746 | 0.07365 | 0.33295 | 0.15972 | -0.3348 | -0.0096385
|  | 1.3702 | 0.15563 | -0.16375 | -0.0318 | -0.13763 | -0.12904 | 0.34638 | 0.20769 | -0.072028 | -0.081544
|  | 1.3688 | 0.0034497 | -0.33176 | 0.19738 | -0.1714 | -0.43177 | -0.20631 | -0.045865 | 0.23073 | -0.2314
|  | 1.3673 | -0.55157 | -0.33565 | 0.034708 | -0.1375 | -0.62132 | -0.34127 | -0.32578 | 0.17143 | -0.33873
|  | 1.3659 | -0.75928 | -0.080933 | -0.30306 | -0.024851 | -0.65144 | -0.07181 | -0.21069 | -0.15334 | -0.51284
|  | 1.3644 | -0.42971 | 0.11988 | -0.4154 | 0.1179 | -0.41931 | 0.058509 | -0.076347 | -0.17432 | -0.37487
|  | 1.363 | -0.32433 | -0.28299 | -0.46404 | 0.13884 | 0.016204 | -0.075447 | -0.34638 | 0.064386 | -0.205
|  | 1.3616 | -0.27607 | -0.54678 | -0.18929 | 0.015687 | 0.060503 | -0.070466 | -0.42395 | -0.1164 | -0.19839
|  | 1.3602 | -0.03151 | -0.28126 | 0.36637 | -0.024802 | -0.097369 | -0.02924 | -0.076145 | -0.33768 | -0.020237
|  | 1.3587 | -0.011689 | 0.085478 | 0.53747 | 0.13775 | 0.098268 | -0.2791 | 0.038311 | -0.3747 | -0.0082705
|  | 1.3573 | 0.038613 | 0.38453 | 0.35243 | 0.32516 | 0.57386 | -0.41191 | -0.18261 | -0.4469 | -0.22813
|  | 1.3559 | -0.07363 | 0.28714 | 0.13477 | 0.12154 | 0.60143 | -0.20137 | -0.22883 | -0.45366 | -0.39411
|  | 1.3545 | -0.17658 | 0.11766 | -0.39339 | 0.00019484 | 0.19579 | 0.028164 | 0.24386 | -0.47743 | -0.34315
|  | 1.3531 | 0.2649 | 0.15886 | -0.53092 | 0.19232 | 0.12823 | 0.12783 | 0.88886 | -0.36839 | -0.28541
|  | 1.3516 | 0.47573 | 0.23747 | -0.061503 | 0.15618 | 0.25235 | 0.26152 | 0.67271 | -0.024112 | -0.39072
|  | 1.3502 | 0.20383 | 0.51782 | 0.11821 | 0.13981 | 0.086556 | 0.45717 | -0.048371 | 0.082732 | -0.3401
|  | 1.3488 | 0.050503 | 0.68738 | -0.10435 | 0.021216 | -0.22412 | 0.31242 | -0.32707 | -0.067884 | -0.35339
|  | 1.3474 | -0.028262 | 0.29408 | -0.25367 | -0.1312 | -0.38054 | -0.17511 | -0.28995 | -0.10238 | -0.51335
|  | 1.346 | 0.061883 | -0.11565 | -0.10383 | 0.11075 | -0.15559 | -0.30195 | -0.0605 | -0.14768 | -0.59229
|  | 1.3446 | 0.13007 | -0.25542 | -0.038777 | 0.093774 | 0.13823 | -0.050165 | 0.21261 | -0.15752 | -0.48828
|  | 1.3432 | 0.00042681 | -0.168 | 0.010812 | -0.16752 | 0.16288 | -0.081574 | -0.031519 | 0.036489 | -0.082703
|  | 1.3419 | -0.032519 | -0.090494 | 0.15601 | -0.21906 | 0.023403 | -0.29498 | -0.38846 | 0.062306 | 0.049888
|  | 1.3405 | -0.12745 | -0.32472 | -0.038863 | -0.12048 | -0.096143 | 0.0080248 | -0.47086 | -0.11674 | -0.30734
|  | 1.3391 | -0.34761 | -0.52557 | -0.16291 | -0.18574 | -0.12848 | 0.11544 | -0.60564 | -0.38508 | -0.43399
|  | 1.3377 | -0.39775 | -0.58316 | -0.18325 | -0.49826 | -0.25213 | -0.3275 | -0.62802 | -0.60281 | -0.18656
|  | 1.3363 | -0.23837 | -0.4481 | -0.41639 | -0.62932 | -0.091612 | -0.14148 | -0.25364 | -0.28112 | -0.025253
|  | 1.3349 | -0.41598 | 0.094879 | -0.31523 | -0.30562 | 0.20014 | 0.14708 | -0.22288 | 0.0041689 | 0.22666
|  | 1.3336 | -0.3096 | 0.65598 | 0.075325 | 0.17102 | 0.30262 | 0.18462 | -0.31006 | -0.088654 | 0.65995
|  | 1.3322 | 0.27707 | 0.37416 | 0.0049322 | 0.3256 | -0.015328 | 0.086302 | 0.11948 | -0.31952 | 0.43121
|  | 1.3308 | 0.35957 | 0.011271 | -0.26284 | 0.28872 | -0.091863 | -0.17457 | 0.38623 | -0.22106 | 0.0035963
|  | 1.3295 | 0.35103 | 0.2537 | -0.1436 | 0.37226 | 0.56133 | 0.17419 | 0.25391 | 0.44656 | 0.12733
|  | 1.3281 | 0.33607 | 0.44009 | 0.32895 | 0.44242 | 0.26649 | 0.56415 | 0.24181 | 0.55024 | 0.35791
|  | 1.3267 | 0.36982 | 0.3804 | 0.72173 | 0.28493 | -0.42698 | 0.45689 | 0.21137 | 0.39301 | 0.28994
|  | 1.3254 | 0.6104 | 0.18858 | 0.59826 | 0.080369 | -0.53685 | 0.51915 | 0.23726 | 0.40099 | 0.092451
|  | 1.324 | 0.44787 | 0.39267 | 0.71525 | 0.41295 | -0.36778 | 0.54303 | 0.49547 | 0.27959 | 0.39889
|  | 1.3227 | 0.39936 | 0.96984 | 0.99977 | 1.0271 | 0.18527 | 0.36021 | 0.84539 | 0.60709 | 0.80584
|  | 1.3213 | 0.47093 | 0.77516 | 0.96699 | 0.87562 | 0.71822 | 0.43443 | 0.83362 | 1.1665 | 0.35715
|  | 1.32 | 0.36639 | 0.46247 | 0.81476 | 0.70872 | 0.81548 | 0.64463 | 0.51617 | 1.2389 | 0.16105
|  | 1.3186 | 0.34743 | 0.52065 | 0.6266 | 0.98376 | 0.56057 | 0.98493 | 0.6027 | 1.0859 | 0.68183
|  | 1.3173 | 0.43302 | 0.47914 | 0.72796 | 0.69551 | 0.77329 | 1.1465 | 0.71104 | 0.9101 | 1.1367
|  | 1.316 | 0.31789 | 0.41765 | 0.60921 | 0.14749 | 1.1395 | 0.77099 | 0.49853 | 0.59276 | 1.2734
|  | 1.3146 | -0.16469 | 0.18139 | 0.023275 | -0.38705 | 0.67677 | 0.38161 | 0.43081 | 0.22409 | 0.74739
|  | 1.3133 | -0.40956 | 0.12647 | -0.28602 | -0.67808 | 0.59708 | 0.2274 | 0.37995 | 0.15607 | 0.082676
|  | 1.312 | -0.066586 | 0.32933 | 0.10533 | -0.19672 | 1.3517 | 0.54021 | 0.73099 | 0.87943 | 0.45985
|  | 1.3106 | 0.078196 | 0.14632 | 0.5981 | 0.19238 | 1.3006 | 0.74556 | 0.92647 | 1.2026 | 1.1609
|  | 1.3093 | -0.12732 | 0.10069 | 0.63088 | 0.35248 | 0.58417 | 0.51676 | 0.5773 | 0.96303 | 0.85871
|  | 1.308 | -0.080277 | 0.45319 | 0.43619 | 0.84866 | 0.075809 | 0.64384 | 1.0037 | 0.99283 | 0.5251
|  | 1.3067 | -0.077231 | 0.55057 | 0.33 | 0.96226 | 0.091026 | 0.90497 | 1.2638 | 0.68518 | 0.98642
|  | 1.3054 | 0.0092323 | 0.59008 | 0.12196 | 0.31924 | 0.11334 | 0.64479 | 0.55214 | 0.1386 | 1.2064
|  | 1.3041 | 0.42005 | 0.52128 | 0.18506 | 0.088619 | -0.048141 | 0.46983 | 0.25691 | 0.29746 | 0.78638
|  | 1.3027 | 0.37051 | -0.01013 | 0.49459 | 0.38254 | -0.20825 | 0.57965 | 0.37163 | 0.88589 | 0.49217
|  | 1.3014 | -0.18805 | -0.28783 | 0.34022 | 0.23125 | -0.34892 | 0.23361 | 0.52611 | 0.95185 | 0.58966
|  | 1.3001 | -0.42134 | -0.01997 | 0.32176 | 0.20425 | -0.42208 | -0.0005552 | 0.65365 | 1.0133 | 1.2193
|  | 1.2988 | -0.043799 | 0.16966 | 0.39488 | 0.61447 | -0.39049 | 0.15605 | 0.70438 | 1.455 | 1.4857
|  | 1.2975 | -0.10725 | -0.15206 | -0.30434 | 0.094347 | -0.53105 | 0.072936 | 0.2662 | 1.0743 | 0.438
|  | 1.2962 | -0.22746 | -0.072777 | -0.68395 | -0.35912 | -0.57192 | -0.10909 | -0.0079223 | 0.55018 | -0.44596
|  | 1.2949 | 0.26417 | 0.23747 | -0.24202 | 0.32125 | -0.0811 | 0.012469 | 0.62553 | 0.80501 | -0.37685
|  | 1.2936 | 0.21256 | 0.12448 | 0.074025 | 0.17718 | 0.24479 | 0.63919 | 0.71692 | 1.0945 | 0.10441
|  | 1.2924 | 0.10697 | -0.14178 | 0.3062 | -0.59395 | 0.33898 | 0.9203 | 0.20838 | 1.2341 | 0.75846
|  | 1.2911 | -0.083059 | -0.66251 | 0.37454 | -0.65644 | 0.16677 | -0.077401 | -0.060605 | 0.52688 | 0.65384
|  | 1.2898 | -0.26518 | -0.61633 | 0.19998 | -0.55038 | 0.087094 | -0.93979 | -0.064189 | -0.13823 | 0.17202
|  | 1.2885 | 0.0030862 | 0.20042 | 0.20138 | -0.38987 | 0.43064 | -0.68632 | 0.66988 | 0.10583 | 0.13296
|  | 1.2872 | 0.060572 | 0.57571 | 0.4466 | 0.28314 | 0.78624 | 0.093243 | 1.0215 | 0.51046 | 0.72417
|  | 1.2859 | 0.14548 | 0.32162 | 0.43354 | 1.0486 | 1.0598 | 0.7363 | 0.63003 | 0.74712 | 1.2334
|  | 1.2847 | 0.2355 | -0.055964 | 0.097117 | 1.0463 | 0.61567 | 1.2547 | 0.56399 | 0.51232 | 0.74531
|  | 1.2834 | 0.45357 | 0.2671 | -0.36503 | 0.47649 | -0.46922 | 1.3702 | 0.35944 | 0.24723 | 0.65837
|  | 1.2821 | 0.58909 | 0.70721 | -0.74541 | 0.013656 | -0.79834 | 0.83721 | 0.014796 | 0.19747 | 0.70919
|  | 1.2809 | 0.02264 | 0.48436 | -0.54855 | -0.17959 | -0.10845 | 0.047362 | -0.068048 | 0.1008 | 0.57586
|  | 1.2796 | -0.46425 | 0.28071 | -0.33383 | -0.097435 | 0.28425 | -0.34581 | -0.11774 | 0.012945 | 1.1421
|  | 1.2783 | -0.34749 | -0.13988 | -0.90427 | -0.011294 | -0.17188 | -0.3457 | -0.38401 | -0.32507 | 1.1717
|  | 1.2771 | -0.063797 | -0.089545 | -1.0551 | -0.11524 | -0.28429 | -0.20417 | -0.52563 | -0.5474 | 0.86892
|  | 1.2758 | 0.12725 | 0.1006 | -0.29905 | -0.23889 | -0.063971 | 0.40195 | 0.10244 | -0.25936 | 1.1541
|  | 1.2746 | 0.36966 | -0.014015 | 0.31481 | -0.57305 | 0.126 | 0.4814 | 0.40376 | 0.11414 | 1.1993
|  | 1.2733 | 0.18566 | 0.63635 | 0.14016 | -0.41676 | 0.7102 | 0.13335 | 0.45673 | 0.46622 | 1.0511
|  | 1.2721 | -0.10905 | 1.0921 | 0.11117 | 0.20872 | 0.3546 | 0.3124 | 1.0077 | 0.69962 | 1.2114
|  | 1.2708 | 0.19698 | 0.65794 | 0.33129 | 0.22967 | -0.54767 | 0.19504 | 0.36944 | 0.56898 | 1.2928
|  | 1.2696 | 1.535 | 0.17883 | 0.23625 | -0.04771 | -0.45472 | -0.20945 | -0.48156 | 0.76765 | 1.2017
|  | 1.2683 | 1.4865 | -0.076688 | 0.1524 | -0.10619 | -0.10299 | -0.14284 | 0.053408 | 0.65968 | 1.5336
|  | 1.2671 | -0.37088 | -0.78224 | -0.38978 | 0.094676 | -0.56637 | -0.20119 | 0.065121 | -0.41625 | 1.0402
|  | 1.2658 | -1.1989 | -0.77277 | -0.62074 | 0.44866 | -0.59576 | -0.3265 | -0.0057874 | -0.74984 | 0.087571
|  | 1.2646 | -0.41971 | 0.079609 | 0.053113 | 0.44569 | 0.039238 | 0.42445 | 0.34099 | -0.41602 | 0.79481
|  | 1.2634 | 0.52868 | 0.25743 | 0.3626 | 0.39212 | 0.29997 | 1.0304 | 0.011346 | -0.051861 | 1.4514
|  | 1.2621 | 0.38499 | 0.14794 | 0.22178 | 0.17841 | -0.23962 | -0.10649 | -0.36599 | 0.26756 | 0.61249
|  | 1.2609 | -0.41787 | -0.15524 | 0.098835 | -0.37236 | -1.0357 | -0.94752 | -0.49808 | 0.053191 | 0.26696
|  | 1.2597 | -0.71963 | -0.84172 | -0.31717 | -0.93611 | -1.1812 | -1.3087 | -0.75242 | -0.14843 | 0.30287
|  | 1.2585 | -0.44135 | -0.51481 | -0.5419 | -0.63288 | -0.44885 | -1.6578 | -1.1078 | -0.46212 | 0.67808
|  | 1.2573 | 0.12764 | 0.60299 | -0.26718 | 0.55472 | 0.24672 | -0.88872 | -0.90224 | -0.76342 | 1.3647
|  | 1.256 | 0.2567 | 0.3072 | -0.36716 | 0.91971 | -0.1894 | 0.1002 | -0.53715 | -0.60022 | 0.30036
|  | 1.2548 | -0.29857 | 0.024446 | -0.57018 | 0.10681 | -0.62565 | 0.015863 | -0.6488 | -0.53027 | -0.75072
|  | 1.2536 | -0.48954 | 0.19105 | 0.0044315 | -0.20631 | -0.18132 | -0.29203 | -0.7369 | -0.80835 | 0.0089637
|  | 1.2524 | -0.34278 | -0.0024827 | 0.52428 | 0.22151 | 0.22628 | -0.67601 | -0.57457 | -0.63717 | 0.8623
|  | 1.2512 | -0.094336 | 0.58584 | 0.079976 | 0.47948 | 0.2745 | -0.41072 | -0.19741 | 0.16889 | 0.30485
|  | 1.25 | -0.27121 | 0.50252 | -0.28109 | 0.064802 | 0.13076 | 0.23812 | 0.099396 | 0.69067 | -0.048823
|  | 1.2488 | -0.87659 | -0.00041408 | -0.11945 | -0.30805 | 0.26488 | 0.41443 | 0.43255 | 0.43279 | 0.52595
|  | 1.2476 | -0.51533 | 0.62455 | 0.38558 | -0.41504 | 0.1068 | 0.78622 | 0.73044 | -0.18973 | 0.63954
|  | 1.2464 | 0.32936 | 1.2903 | 0.97734 | -0.49719 | -0.26318 | 0.54478 | 0.30319 | -0.23948 | 0.35601
|  | 1.2452 | 0.342 | 1.1209 | 1.0023 | 0.038207 | -0.044982 | 0.30127 | 0.2012 | 0.26504 | 0.38018
|  | 1.244 | -0.0071137 | 0.19713 | 0.11043 | 1.0527 | 0.29148 | -0.10768 | 0.15528 | 0.15697 | -0.36873
|  | 1.2428 | -0.15594 | 0.17377 | -0.3436 | 1.1264 | 0.785 | -0.34011 | -0.47793 | -0.27712 | -0.66056
|  | 1.2416 | -0.15562 | 1.2422 | 0.50294 | 0.27032 | 1.0823 | 1.0524 | -0.3983 | -0.3282 | 0.083186
|  | 1.2404 | 0.020682 | 0.91094 | 1.6224 | -0.29744 | 1.0821 | 1.8325 | 0.089821 | -0.31506 | 0.54159
|  | 1.2392 | 0.39523 | -0.10376 | 1.7926 | -0.21874 | 1.0795 | 1.0377 | 0.21839 | -0.26446 | 0.67565
|  | 1.238 | 0.78516 | -0.15089 | 1.016 | 0.32418 | 0.69417 | 0.85991 | -0.22898 | 0.24343 | 0.90482
|  | 1.2369 | 0.47598 | -0.20796 | 0.66104 | 0.44973 | 0.078225 | 0.75208 | -0.62809 | 0.9267 | 0.88017
|  | 1.2357 | -0.10667 | -0.32549 | 0.35471 | -0.047822 | -0.38223 | -0.4366 | -0.42731 | 0.41392 | -0.0585
|  | 1.2345 | -0.32455 | 0.027189 | -0.35825 | -0.33757 | -0.44023 | -1.1228 | -0.07309 | -0.39559 | -0.88355
|  | 1.2333 | -0.44851 | -0.29663 | -0.63628 | -0.27496 | -0.58561 | -0.75086 | -0.10074 | -0.92858 | -0.8699
|  | 1.2322 | -0.0049502 | -0.52375 | -0.63138 | 0.23445 | -0.70854 | -0.3908 | 0.34996 | -0.88712 | -0.39351
|  | 1.231 | 0.084927 | -0.55168 | -0.7174 | 0.73156 | -0.54021 | -0.48562 | 0.10252 | -0.38299 | -0.0030166
|  | 1.2298 | -1.0708 | -1.172 | -1.2137 | 0.41066 | -0.41794 | -1.0458 | -0.97899 | -0.63271 | -0.81375
|  | 1.2287 | -1.362 | -1.2372 | -0.97024 | -0.18079 | -0.64043 | -0.76925 | -0.38382 | -0.94617 | -1.2537
|  | 1.2275 | -0.31774 | -0.89119 | 0.093092 | -0.87811 | -0.74128 | 0.3917 | 0.17378 | -1.2538 | -0.64143
|  | 1.2263 | 1.2027 | -0.23425 | 0.66922 | -1.155 | -0.43715 | 0.70264 | -0.35591 | -1.3622 | -0.19761
|  | 1.2252 | 1.577 | 0.68554 | 0.91311 | 0.11599 | 0.47085 | 0.40694 | 0.050954 | -0.60513 | 0.18698
|  | 1.224 | 0.54797 | 1.2471 | 1.4821 | 1.3885 | 1.7225 | 0.55587 | 0.76743 | 0.21269 | 0.90155
|  | 1.2229 | -0.48652 | 0.67121 | 1.6081 | 0.76282 | 1.2116 | 0.2561 | 0.71582 | 0.2734 | 0.85211
|  | 1.2217 | -0.64413 | 0.10346 | 0.83194 | -0.46926 | 0.15626 | -0.4996 | 0.20966 | 0.34317 | -0.64072
|  | 1.2206 | -0.28088 | 0.38558 | -0.39095 | -1.1649 | 0.35638 | -0.35293 | -0.24455 | 0.49614 | -1.2441
|  | 1.2194 | -0.051567 | -0.1844 | -1.3187 | -0.8879 | 0.29168 | 0.68831 | -0.30448 | 0.095109 | -0.25551
|  | 1.2183 | -0.66252 | -0.45681 | -1.4501 | -0.22084 | -0.24786 | 0.19073 | -0.30158 | 0.10416 | 0.45482
|  | 1.2171 | -1.3311 | 0.29832 | -1.2397 | -0.085532 | 0.17989 | -0.59133 | -0.91482 | 0.38937 | -0.67524
|  | 1.216 | -1.5358 | 0.48416 | -0.5184 | -0.10656 | 0.81765 | -0.65616 | -0.75053 | 0.74522 | -1.0448
|  | 1.2148 | -0.86064 | -0.45866 | 0.38532 | -0.48455 | -0.14493 | -0.34374 | -0.5081 | 0.51088 | -0.2343
|  | 1.2137 | 0.7804 | -1.3243 | 1.0363 | -0.93671 | -0.879 | 0.59454 | -0.85449 | 0.14643 | -0.39398
|  | 1.2126 | 1.5841 | -1.0301 | 0.56078 | -0.028592 | -0.91695 | 0.83828 | -0.45086 | 0.49275 | -0.66088
|  | 1.2114 | 0.73938 | 0.026269 | 0.048871 | 1.803 | -0.34334 | 1.2992 | 0.15446 | 0.98631 | -0.14709
|  | 1.2103 | 0.11315 | 0.30819 | 0.11304 | 1.5672 | 0.48271 | 1.6101 | 0.12134 | 0.97655 | -0.16875
|  | 1.2092 | -0.64275 | -0.26405 | 0.023781 | 0.14597 | -0.34343 | -0.42007 | -0.8386 | 0.31608 | -0.67986
|  | 1.208 | -1.4175 | -0.60691 | -0.21777 | -0.054441 | -1.8892 | -1.94 | -1.6209 | -0.7791 | -0.78948
|  | 1.2069 | -0.9564 | 0.70749 | 0.41004 | 1.5159 | -1.5346 | -1.5212 | -0.73555 | -0.70886 | 0.16458
|  | 1.2058 | 1.4262 | 1.8226 | 1.6944 | 2.1902 | 0.084615 | -0.48459 | 0.80034 | 0.75907 | 1.8259
|  | 1.2047 | 2.6116 | 0.80722 | 1.6302 | 0.94167 | 1.2558 | -0.84027 | 0.75348 | 1.152 | 3.4985
|  | 1.2036 | 1.4502 | 0.48686 | 1.4619 | 0.58905 | 1.5631 | -1.2704 | 0.53818 | 0.31642 | 5.6795
|  | 1.2024 | 0.93519 | 0.23977 | 1.3665 | 0.22139 | 0.56004 | -0.43382 | 0.45451 | 0.078903 | 3.7051
|  | 1.2013 | 1.3837 | 0.15789 | 0.75379 | -0.6084 | -0.12437 | 0.22285 | 0.16567 | 0.38111 | 1.0071
|  | 1.2002 | 2.9453 | 1.4544 | 1.2812 | -0.67174 | 0.64992 | 0.0017192 | -0.11568 | 0.023905 | 0.78963
|  | 1.1991 | 3.603 | 1.3778 | 1.8208 | -0.10395 | 0.88186 | 0.78395 | -0.41442 | 0.15039 | 1.7532
|  | 1.198 | 2.9807 | 0.53993 | 1.3846 | 0.63412 | 0.23984 | 1.1044 | 0.36584 | 0.80632 | 2.2336
|  | 1.1969 | 2.0961 | 0.48556 | 1.2128 | 1.4781 | 0.42373 | 0.29923 | 1.4031 | 1.3236 | 1.9709
|  | 1.1958 | -0.42673 | 0.36592 | 0.91328 | 1.3036 | 0.42404 | -0.12305 | 0.26864 | 1.0305 | 0.38648
|  | 1.1947 | -0.90495 | 0.87109 | 1.3692 | 1.0119 | 0.01223 | -0.15599 | 0.54764 | -0.3157 | -0.64322
|  | 1.1936 | -0.29418 | 1.3288 | 0.89207 | 0.53156 | -1.0758 | -0.82813 | 0.49288 | -1.0905 | -1.1268
|  | 1.1925 | -0.4224 | -0.4951 | -1.1758 | 0.055359 | -2.376 | -1.2839 | -1.9464 | -0.45714 | -0.53095
|  | 1.1914 | -0.25835 | -1.3488 | -0.69516 | 1.279 | -1.7742 | -0.14803 | -1.9074 | 1.0917 | 1.2674
|  | 1.1903 | 0.063436 | -0.87998 | 0.20202 | 1.1597 | -0.6824 | 1.0241 | -0.7263 | 2.8117 | 1.1932
|  | 1.1892 | 0.21363 | -0.47978 | -1.1438 | 0.17737 | -0.51564 | 0.9706 | -0.18483 | 2.7647 | 1.2577
|  | 1.1881 | -0.14856 | -1.2224 | -2.1649 | 0.053694 | -0.73072 | 0.14869 | -0.72198 | 1.3972 | 1.3876
|  | 1.187 | 1.0541 | -1.2105 | -1.2333 | 0.10736 | 0.01158 | -0.15222 | -1.1498 | 1.3709 | 0.41111
|  | 1.1859 | 2.0246 | -0.3091 | -0.097387 | 0.54002 | -0.21868 | 0.64568 | -0.99497 | 0.62858 | 0.2579
|  | 1.1849 | 0.43912 | 0.61784 | 0.36761 | 1.5605 | -1.0407 | 1.7152 | -0.82866 | -0.43278 | 0.38057
|  | 1.1838 | 0.10913 | 0.87853 | 2.2479 | 3.1938 | -0.75865 | 1.0479 | -0.23757 | -0.11766 | 0.69836
|  | 1.1827 | -0.086751 | -0.74453 | 1.9151 | 1.6125 | -0.19024 | 0.13475 | 0.96494 | 1.8256 | 0.20383
|  | 1.1816 | -0.92635 | -0.67043 | 0.27592 | -0.0056206 | 0.22887 | 0.53756 | 0.73249 | 1.549 | -0.75269
|  | 1.1805 | -1.7822 | 0.5656 | -0.46813 | -0.36893 | 0.96815 | -0.48769 | -0.9605 | -1.0065 | -0.81932
|  | 1.1795 | -1.5516 | 0.28779 | -0.39125 | -0.74396 | 0.27973 | -1.4681 | -1.6584 | -1.8252 | -0.63876
|  | 1.1784 | -0.48611 | -1.3135 | -0.055121 | -0.98391 | -1.5052 | -2.3099 | -0.9585 | -1.1372 | -1.4992
|  | 1.1773 | 0.53497 | -1.6726 | 0.39067 | -0.931 | -0.2952 | -3.5703 | -1.8279 | -0.34163 | -1.2734
|  | 1.1762 | 1.2205 | 1.1385 | 2.0198 | -0.13222 | 4.0905 | -2.0987 | -1.8576 | 2.0948 | 1.5507
|  | 1.1752 | 0.46253 | 1.7054 | 3.0997 | -0.2707 | 1.9795 | -0.66264 | -0.86909 | 1.2799 | 2.5206
|  | 1.1741 | 0.58386 | 0.41345 | 3.274 | -0.46547 | 1.6682 | -0.21985 | -0.42537 | -0.21914 | 1.2294
|  | 1.1731 | 0.56673 | -0.1562 | 1.4333 | 0.24897 | 1.9983 | 0.31692 | 1.0968 | 0.11833 | -0.21679
|  | 1.172 | -1.1405 | -1.2995 | -1.2577 | -0.59851 | 0.13983 | 0.036459 | 2.366 | 0.027011 | -0.65282
|  | 1.1709 | -1.0719 | -1.6851 | -2.705 | -1.8644 | -0.93831 | -0.90306 | 0.43074 | 0.53138 | 0.25906
|  | 1.1699 | 1.3659 | 0.25024 | -1.0693 | -0.67704 | -1.0381 | -0.54727 | -0.50074 | 1.1737 | 2.3546
|  | 1.1688 | 1.3049 | 1.0439 | 0.92065 | -0.04598 | -0.96618 | 0.49829 | -0.73102 | 0.24617 | 3.3324
|  | 1.1678 | -0.21426 | -0.54348 | 0.98853 | -1.2251 | 0.57444 | 1.2917 | -1.473 | 0.77361 | 3.0261
|  | 1.1667 | -0.59122 | -0.95847 | 1.2856 | -0.85112 | 4.056 | 2.7688 | -2.2752 | 1.8736 | 3.3738
|  | 1.1657 | -0.43258 | -0.082207 | 1.7414 | 0.79468 | 1.8505 | 1.8505 | -1.7528 | 0.018022 | 2.4485
|  | 1.1646 | -1.0501 | -0.21913 | 0.1377 | 0.91071 | 0.7475 | -0.20845 | -0.90587 | -0.83393 | 0.081051
|  | 1.1636 | -1.5193 | 1.4624 | 0.09544 | 0.80948 | 1.8379 | -0.082102 | -0.39165 | -0.59469 | -0.27456
|  | 1.1625 | -1.2773 | 3.969 | 1.6646 | 0.21546 | 1.1145 | 1.1475 | 2.6018 | -0.25385 | 1.6548
|  | 1.1615 | -0.47807 | 0.27354 | 1.8254 | -1.1781 | -0.67373 | 1.1537 | 6.6555 | 0.13002 | 3.4858
|  | 1.1605 | 0.29077 | -0.38781 | 0.96824 | -1.111 | -0.88678 | 1.1055 | 2.6131 | -0.40264 | 1.7542
|  | 1.1594 | 0.19035 | 3.3027 | 0.56644 | -0.27713 | -0.36586 | 0.33632 | 1.4878 | -1.7881 | 0.397
|  | 1.1584 | -0.44495 | 3.547 | -0.21083 | -1.1245 | -1.2069 | -1.7281 | -0.40692 | -2.1133 | 0.48904
|  | 1.1573 | 0.065795 | 0.15933 | 0.52697 | -0.84989 | -1.0385 | -1.9033 | -1.5501 | 1.0102 | 4.578
|  | 1.1563 | 0.47689 | -0.92259 | 2.5444 | -0.21156 | 0.029947 | -0.14119 | -1.3957 | 0.9612 | 3.7772
|  | 1.1553 | -0.60874 | -1.7656 | 1.3818 | -0.75388 | -0.65505 | 0.67193 | -2.3766 | -1.4802 | 1.9763
|  | 1.1543 | 0.72471 | 0.024209 | 1.4517 | -0.2984 | -0.28273 | 0.62383 | -1.2902 | -2.2181 | 2.4233
|  | 1.1532 | 4.0672 | 1.2995 | 8.9896 | 0.089316 | 3.7752 | 0.65002 | 1.0552 | -1.3681 | 1.065
|  | 1.1522 | 2.0364 | 0.28724 | 6.4253 | 0.21877 | 12.9442 | 0.10513 | 2.0105 | -1.6249 | -0.69561
|  | 1.1512 | -0.57636 | 0.39018 | 0.74203 | 1.3006 | 1.7063 | 0.066801 | 3.3687 | -1.1699 | -1.0332
|  | 1.1502 | -0.61137 | 1.095 | 0.024307 | 1.6139 | -0.90304 | 0.91169 | 4.5155 | 0.86739 | -0.20408
|  | 1.1491 | -0.54345 | 2.0728 | -0.78811 | 0.63016 | -1.707 | 1.064 | 5.1829 | 1.7231 | -0.74807
|  | 1.1481 | 0.68848 | 2.7738 | 0.50739 | 0.02247 | -1.5045 | 2.6584 | 1.5876 | 1.4825 | -0.92101
|  | 1.1471 | 5.0007 | -0.3824 | 4.2453 | 0.56376 | -0.22662 | 5.0169 | -0.3277 | 1.1979 | 0.043648
|  | 1.1461 | 4.2999 | -3.7169 | 0.13495 | 2.3946 | 0.026667 | 0.53048 | -1.7098 | -0.48736 | -2.4658
|  | 1.1451 | 0.83487 | -2.2919 | -1.3337 | 2.0036 | -1.5911 | -2.2822 | -1.651 | -0.58791 | -2.972
|  | 1.1441 | 2.4096 | -1.0127 | 1.7801 | 1.7841 | -0.94557 | -0.78404 | -0.50224 | 0.80405 | -0.85583
|  | 1.1431 | 0.46163 | -3.7957 | 0.51335 | 2.6979 | 0.72535 | 1.4069 | -1.4185 | -0.44847 | -0.43458
|  | 1.1421 | -3.6015 | -4.6324 | -3.2475 | 0.62603 | -0.7598 | -0.57846 | -0.82952 | -1.3807 | -2.0136
|  | 1.141 | -1.4974 | 0.14081 | -1.261 | -0.48765 | -0.74388 | -1.6992 | 2.3778 | 0.89971 | -1.7059
|  | 1.14 | 2.1786 | 4.2676 | -0.69574 | -0.75732 | -0.056201 | -2.083 | 0.56961 | -1.2379 | -1.6878
|  | 1.139 | 1.8463 | 0.76833 | -1.5989 | -1.5256 | -1.8064 | -1.7212 | -1.4237 | -3.2452 | -2.0697
|  | 1.138 | 0.21627 | -0.76447 | 1.579 | -1.5387 | -1.2196 | -0.91633 | -2.2552 | -2.3238 | -1.5722
|  | 1.137 | 2.0661 | 0.050393 | 7.8012 | -0.37788 | 1.0371 | -0.044956 | -1.9481 | -0.18947 | -0.68642
|  | 1.136 | 2.6781 | -0.33231 | 3.5156 | 0.044303 | 2.9236 | 1.7647 | -0.49744 | 0.67032 | -0.58572
|  | 1.1351 | 0.2936 | -0.92901 | 0.38016 | -0.18677 | 4.8386 | 0.567 | 1.0003 | -0.8445 | 0.42275
|  | 1.1341 | -3.1787 | -2.5916 | -2.9136 | -2.3692 | 0.045626 | -2.9035 | 0.29711 | -3.7199 | 0.56501
|  | 1.1331 | -3.2206 | -2.6511 | -3.9132 | -4.241 | -2.143 | -2.5693 | -0.15805 | -4.883 | -3.0258
|  | 1.1321 | 0.29472 | 0.59104 | -1.4525 | -1.364 | 6.2247 | 2.6976 | -1.4699 | -3.2047 | -3.309
|  | 1.1311 | -1.8717 | 0.22827 | -1.1041 | 2.0845 | #NUM! | 2.0887 | -3.2735 | -1.7694 | -3.5518
|  | 1.1301 | -3.1442 | -0.036262 | -0.4545 | 0.11579 | 7.8751 | -0.51748 | -1.6775 | -0.46432 | -1.5206
|  | 1.1291 | -2.2251 | 1.657 | 2.0641 | -1.0799 | -0.50813 | 0.0050564 | 1.4361 | -0.048465 | 1.4435
|  | 1.1281 | -1.4263 | 0.16093 | 2.0991 | -0.80641 | -1.4078 | -0.74499 | 1.0548 | -1.3095 | 1.9509
|  | 1.1272 | -0.70787 | -1.2271 | 0.27357 | -0.52221 | -0.83658 | -1.5233 | -1.1981 | -2.1391 | 1.0423
|  | 1.1262 | 0.41337 | 0.53746 | -0.059239 | -1.2779 | -0.72873 | -1.6087 | -2.5542 | -0.26363 | 0.069168
|  | 1.1252 | 3.4628 | 4.3922 | 0.30647 | -1.158 | -1.3509 | -3.1637 | -3.8926 | 1.1921 | 1.3702
|  | 1.1242 | 6.1455 | 3.7743 | 5.4332 | 0.75387 | -1.6736 | -2.7703 | -3.6731 | -0.32552 | 1.2754
|  | 1.1232 | 3.3132 | 1.3877 | #NUM! | 2.0722 | -1.4102 | -2.0871 | -2.3389 | -2.6067 | -1.7303
|  | 1.1223 | -0.29268 | 2.5802 | -1.5589 | -0.65488 | -1.5396 | -4.8119 | -3.5801 | -4.1531 | -2.9903
|  | 1.1213 | -1.6434 | 7.1161 | -3.0524 | -1.6737 | 1.1069 | -2.4585 | -2.8872 | -0.31941 | -1.7742
|  | 1.1203 | -2.0939 | -0.6189 | -0.353 | 0.66674 | 3.0413 | 2.1554 | -1.0736 | -0.96563 | -2.7278
|  | 1.1194 | -2.2566 | -4.6034 | #NUM! | 0.76549 | 0.55686 | 0.14405 | -0.9923 | -3.3907 | -4.0105
|  | 1.1184 | 2.7055 | -2.7235 | 5.5903 | -2.524 | -2.1537 | -1.7233 | -1.4399 | 0.49049 | -1.3997
|  | 1.1174 | 1.3904 | 1.5333 | 0.0098683 | -1.9087 | 0.96654 | 0.85085 | 0.49804 | 6.0635 | 1.4154
|  | 1.1165 | -0.45926 | 5.0682 | -0.28916 | 1.7724 | 12.6487 | 5.9905 | 3.7813 | 5.742 | 0.12913
|  | 1.1155 | 0.50662 | 1.7625 | -0.74714 | #NUM! | 1.7052 | 4.1684 | 1.7474 | 13.876 | -1.5084
|  | 1.1146 | 2.7523 | 0.37313 | -0.053938 | 5.7181 | 0.014661 | 0.26514 | -0.7939 | #NUM! | -0.21137
|  | 1.1136 | 3.8124 | 1.3486 | 2.201 | -1.4291 | 0.92781 | -0.45628 | -1.4224 | 1.2765 | 2.3533
|  | 1.1126 | 1.45 | -0.92392 | 4.1941 | -2.5795 | -0.6987 | -0.91059 | -1.6351 | -2.8831 | 2.7858
|  | 1.1117 | -0.62621 | -3.8674 | 0.4629 | -1.7676 | -1.3539 | -2.5833 | -2.7891 | -3.1488 | 1.4365
|  | 1.1107 | 14.8458 | -3.0794 | -3.4953 | -2.4087 | 1.058 | -1.9042 | -0.49695 | -2.3356 | -0.64232
|  | 1.1098 | #NUM! | -0.30554 | -3.331 | -3.0022 | -1.4144 | -1.122 | 3.9588 | -2.2263 | 2.0792
|  | 1.1088 | 0.76105 | 3.9324 | -3.1654 | -2.8311 | -3.5028 | -1.8619 | 1.9582 | -2.3311 | #NUM!
|  | 1.1079 | 1.7409 | 2.8702 | -1.2695 | 1.227 | 0.24126 | 1.3366 | 0.38446 | 0.14232 | 18.4091
|  | 1.1069 | 5.1879 | 0.59281 | 1.0194 | 2.3991 | 6.4516 | 11.0009 | 0.1633 | 3.063 | 21.6592
|  | 1.106 | 4.834 | -0.32258 | 0.29968 | -0.093437 | 3.7895 | #NUM! | -0.59862 | 5.8425 | #NUM!
|  | 1.1051 | #NUM! | -0.31595 | -0.65389 | 0.12205 | 1.699 | 4.0215 | 4.1174 | 2.9533 | 6.2647
|  | 1.1041 | 2.8973 | -1.5935 | 1.3252 | -1.426 | -1.1936 | -1.1624 | #NUM! | -2.858 | -1.1129
|  | 1.1032 | 0.22655 | -2.5182 | 6.4652 | -2.0128 | -2.3832 | -1.6143 | 0.51418 | -3.6087 | -2.9824
|  | 1.1022 | 2.0814 | -1.8185 | 0.17395 | -0.47403 | 0.69407 | 2.0878 | -0.89947 | -0.020866 | -1.1066
|  | 1.1013 | -1.6991 | -2.9567 | -3.2174 | -2.8209 | -0.38501 | 0.21213 | -2.8891 | -0.79484 | 0.9655
|  | 1.1004 | -4.9428 | -4.7982 | 0.29634 | -4.4694 | -1.8397 | -0.60814 | -2.2888 | -1.5624 | 10.209
|  | 1.0994 | #NUM! | #NUM! | -15.2485 | #NUM! | -13.4134 | #NUM! | -17.9518 | #NUM! | #NUM!
|  | 1.0985 | #NUM! | -18.5671 | #NUM! | #NUM! | #NUM! | #NUM! | -3.0187 | -14.8452 | #NUM!
|  | 1.0976 | -1.0396 | #NUM! | -0.29761 | -2.9811 | -0.92568 | -2.0472 | -1.3619 | 1.3231 | 1.7646
|  | 1.0966 | -2.5919 | #NUM! | -3.3209 | -2.1812 | -1.4026 | -0.24741 | -3.2522 | -2.8854 | #NUM!
|  | 1.0957 | -2.2136 | 2.0222 | -5.3626 | 0.62165 | -1.0105 | -3.0862 | -2.5165 | -3.2048 | 1.1272
|  | 1.0948 | -1.4446 | 0.22331 | -3.3777 | 1.6479 | -1.6289 | -1.1415 | -0.47395 | -2.1389 | -0.24263
|  | 1.0939 | -2.3124 | -1.599 | -3.9059 | -0.23303 | -2.8991 | 8.414 | -2.9059 | -2.8004 | -0.014483
|  | 1.0929 | -3.4359 | -2.675 | -1.9678 | -1.8708 | -2.6177 | #NUM! | -3.5335 | -2.6992 | -0.84362
|  | 1.092 | -4.0163 | -2.2618 | 0.31537 | -2.0125 | -1.079 | 2.6037 | -1.8905 | -2.1436 | 0.52099
|  | 1.0911 | -1.9373 | -2.2067 | -1.6109 | 0.20369 | -0.50879 | 2.0276 | -0.74718 | 0.70836 | -0.27706
|  | 1.0902 | -4.4343 | -5.3199 | -4.7938 | 4.9549 | -4.9258 | 0.96865 | -1.5326 | -3.0827 | -4.916
|  | 1.0893 | -10.9897 | -10.0055 | -10.3421 | -6.0978 | -11.2266 | -2.9471 | -5.7978 | -9.6285 | -11.3633
|  | 1.0884 | -0.51514 | 0.42993 | 3.7303 | -2.1536 | -2.8966 | #NUM! | -1.7414 | 3.2349 | -1.7444
|  | 1.0874 | 1.4208 | 1.6203 | #NUM! | -0.38043 | -3.6578 | #NUM! | -2.5763 | 2.1134 | 1.3946
|  | 1.0865 | -3.8088 | -0.3247 | #NUM! | 4.0411 | -7.2214 | -1.9892 | -4.8138 | -4.8484 | -4.2955
|  | 1.0856 | -7.7322 | 12.6956 | -7.0453 | -1.2692 | -6.8556 | -5.4401 | -2.2958 | -7.8452 | -5.9967
|  | 1.0847 | -3.0115 | 6.4226 | -3.97 | -3.0345 | 0.97234 | 0.38397 | 2.8174 | -2.5146 | 3.7631
|  | 1.0838 | 0.74342 | 6.3418 | -0.13391 | -0.49858 | -0.49276 | 4.31 | -0.38349 | -1.8717 | 1.4977
|  | 1.0829 | 1.9594 | #NUM! | 0.86046 | 2.2982 | -2.1687 | #NUM! | -3.7378 | -2.9093 | 0.062864
|  | 1.082 | -0.23332 | #NUM! | -1.1514 | -0.15887 | -0.80141 | 6.9788 | -3.3306 | #NUM! | 0.52961
|  | 1.0811 | -0.59675 | 2.305 | -0.28556 | -2.0582 | 0.46887 | 4.6892 | 6.5825 | #NUM! | 1.166
|  | 1.0802 | -2.1777 | 0.9702 | -0.61191 | -3.3618 | 0.78889 | #NUM! | #NUM! | #NUM! | -4.254
|  | 1.0793 | 1.5507 | 2.1361 | -1.8316 | -2.1595 | 2.8473 | #NUM! | #NUM! | -1.3727 | -5.7244
|  | 1.0784 | #NUM! | 1.3323 | -1.7366 | -1.3502 | #NUM! | #NUM! | #NUM! | -3.2022 | -3.1975
|  | 1.0775 | #NUM! | 1.332 | -2.3999 | -3.6266 | #NUM! | 0.52797 | 0.9912 | -3.9956 | -1.4129
|  | 1.0766 | -4.7845 | 1.0017 | -4.2092 | -7.9749 | -2.6222 | -5.52 | -1.2097 | -5.1855 | -3.0956
|  | 1.0757 | -5.2946 | -4.9309 | -2.143 | -6.3048 | -4.7166 | -5.012 | #NUM! | -4.3684 | -4.9052
|  | 1.0748 | -4.7468 | -6.4905 | -2.024 | -4.0144 | -3.5823 | -3.2576 | #NUM! | -4.3373 | -4.4581
|  | 1.0739 | -6.019 | -6.1342 | -2.1127 | -4.8463 | -5.2774 | -5.6502 | -2.3992 | -5.2576 | 0.694
|  | 1.073 | -5.1319 | -2.5694 | 0.73448 | -1.0382 | -3.1573 | -5.7776 | -4.8 | -2.1502 | -0.68209
|  | 1.0721 | -5.4989 | -1.2515 | -1.9629 | 2.8044 | -1.1193 | -5.6586 | -3.4405 | 5.6024 | -2.8605
|  | 1.0713 | -4.8725 | 1.0645 | -2.5984 | -3.4138 | -3.9734 | -6.2509 | -4.5716 | 8.5067 | -5.103
|  | 1.0704 | #NUM! | -6.3369 | -1.4303 | -10.7018 | -12.8955 | -11.3425 | -11.7994 | -7.9527 | -9.493
|  | 1.0695 | #NUM! | -15.1412 | -2.9121 | -16.9008 | -21.2001 | -19.3609 | -21.731 | -16.125 | -16.768
|  | 1.0686 | #NUM! | 8.2831 | #NUM! | -3.5618 | -4.0136 | -3.1022 | -5.962 | 3.0818 | -3.5773
|  | 1.0677 | 5.2155 | 12.2477 | 9.8818 | -4.2967 | -2.7835 | -0.99036 | -1.8263 | -1.5492 | -1.2694
|  | 1.0669 | 13.35 | #NUM! | -1.9412 | -4.2754 | -2.9182 | -0.68386 | 1.103 | -6.5239 | -2.369
|  | 1.066 | #NUM! | #NUM! | -0.93368 | -0.71626 | -0.34164 | 2.8036 | 4.4683 | -5.4538 | -1.744
|  | 1.0651 | 10.0048 | 4.8108 | 4.9223 | 3.4227 | 2.0901 | #NUM! | #NUM! | -3.8373 | 7.1106
|  | 1.0642 | 1.8055 | 4.672 | #NUM! | #NUM! | 8.4203 | 3.5676 | 18.7161 | -2.2639 | #NUM!
|  | 1.0634 | -1.0671 | 4.7987 | 10.7161 | 1.8754 | #NUM! | -1.5604 | -0.18602 | -0.73141 | 0.73056
|  | 1.0625 | 0.83702 | -2.3978 | 8.1265 | -1.5512 | #NUM! | #NUM! | -3.9406 | -1.5428 | -5.5023
|  | 1.0616 | -3.881 | -8.1896 | 4.0221 | #NUM! | #NUM! | #NUM! | -6.4353 | -4.8153 | -5.1228
|  | 1.0607 | -7.4024 | -7.1031 | -0.36929 | 2.1006 | -2.8395 | #NUM! | -3.9531 | -5.8761 | #NUM!
|  | 1.0599 | -1.8949 | #NUM! | -0.81065 | -1.5211 | -2.3148 | #NUM! | #NUM! | -3.5555 | #NUM!
|  | 1.059 | 0.67847 | #NUM! | 0.52936 | 0.99509 | 0.18926 | 18.5747 | #NUM! | -2.9907 | 9.2655
|  | 1.0581 | -1.7804 | 7.7511 | 0.32244 | 10.9519 | 0.956 | 3.19 | 0.10527 | -2.7206 | -0.93447
|  | 1.0573 | -2.2079 | #NUM! | -1.4465 | #NUM! | 0.62484 | -0.23642 | -1.8705 | 0.71204 | -3.8181
|  | 1.0564 | 0.12159 | 2.985 | -1.0283 | 2.2951 | 4.7316 | -2.462 | -1.7102 | 9.2933 | -4.232
|  | 1.0556 | 4.3442 | -2.5111 | -0.06047 | -4.2871 | 5.6756 | -2.9038 | -0.53144 | -0.30479 | -3.4237
|  | 1.0547 | 0.059819 | -3.3286 | -0.75807 | -4.7407 | 0.019458 | -4.1567 | -0.94424 | -5.3617 | -4.4256
|  | 1.0538 | -2.3098 | 1.7426 | 3.6169 | 18.5194 | #NUM! | -2.4504 | -2.1203 | -4.8267 | -4.4319
|  | 1.053 | -0.47891 | 3.6337 | 1.7979 | 1.7765 | #NUM! | 3.756 | 0.42281 | -2.6793 | -1.5172
|  | 1.0521 | -0.58495 | -4.3977 | -4.846 | -5.2473 | -3.2487 | -1.8579 | #NUM! | -3.8552 | 9.5292
|  | 1.0513 | -4.1387 | -7.5557 | -8.3234 | -6.6541 | -8.7819 | -3.438 | #NUM! | -0.93244 | -0.87589
|  | 1.0504 | -2.1317 | -0.13561 | -5.4687 | -6.1731 | -7.236 | 4.6799 | #NUM! | #NUM! | -4.9264
|  | 1.0496 | -0.99513 | #NUM! | -2.3167 | -5.144 | -5.6298 | -3.7128 | #NUM! | #NUM! | -4.9235
|  | 1.0487 | 0.25631 | 9.918 | -0.87526 | -1.3344 | -2.5388 | -3.3878 | -1.1411 | #NUM! | -3.3526
|  | 1.0479 | 0.50671 | -2.6822 | -0.18904 | -2.6341 | -1.9473 | -3.4906 | -1.2037 | 1.6648 | -5.755
|  | 1.047 | -6.0654 | -8.9943 | 3.1479 | -6.7156 | 3.506 | -6.661 | #NUM! | #NUM! | -10.8825
|  | 1.0462 | -3.2671 | -6.013 | -3.3384 | -4.8589 | #NUM! | #NUM! | -3.6921 | #NUM! | -5.1458
|  | 1.0453 | -1.3357 | -4.5018 | -5.5663 | -5.7188 | #NUM! | #NUM! | -6.1996 | -0.39141 | 3.3081
|  | 1.0445 | -2.3276 | -3.1861 | -6.2223 | -3.9117 | #NUM! | -4.6355 | -7.2846 | -4.4912 | #NUM!
|  | 1.0437 | 4.5756 | 0.36546 | -2.0549 | 2.3794 | 0.099092 | -1.5172 | -4.7415 | 3.2475 | 9.2232
|  | 1.0428 | #NUM! | 2.7202 | 4.8165 | 1.9219 | 3.442 | 6.4805 | -1.9073 | #NUM! | #NUM!
|  | 1.042 | #NUM! | 2.8314 | 9.4922 | 1.1873 | #NUM! | #NUM! | 1.7535 | 2.132 | #NUM!
|  | 1.0411 | -0.76506 | -1.8467 | 3.8229 | 0.61572 | #NUM! | 8.0119 | #NUM! | -5.3922 | #NUM!
|  | 1.0403 | -6.2144 | -1.4261 | 8.5311 | #NUM! | -3.6632 | 1.7148 | -0.1592 | 1.4535 | #NUM!
|  | 1.0395 | -0.52573 | 0.24226 | 7.5804 | #NUM! | -2.2728 | 1.1015 | 4.0846 | #NUM! | #NUM!
|  | 1.0386 | 2.7405 | -1.9717 | 1.8571 | #NUM! | -1.6341 | -1.8507 | #NUM! | 3.042 | 1.9509
|  | 1.0378 | 2.5872 | -5.6269 | -0.65815 | -1.4145 | 3.3083 | -2.4411 | -0.90639 | -4.8366 | -3.3523
|  | 1.037 | #NUM! | -26.0566 | #NUM! | -23.2832 | -12.1753 | -16.8232 | -23.6544 | -21.1585 | -19.3998
|  | 1.0362 | #NUM! | -11.0533 | 0.97172 | -1.3886 | #NUM! | -7.2699 | -10.6381 | #NUM! | -7.922
|  | 1.0353 | 3.8179 | 0.30929 | 0.84608 | #NUM! | #NUM! | -1.7004 | -0.71716 | #NUM! | -1.3477
|  | 1.0345 | 0.4052 | 1.8904 | 0.38659 | 5.4548 | 5.5938 | -0.55905 | 5.4511 | 0.83395 | -1.2572
|  | 1.0337 | -3.3647 | -1.7928 | 0.2596 | -2.7298 | 0.053918 | 4.1541 | -0.75065 | -4.05 | -2.3659
|  | 1.0329 | -6.362 | -5.3754 | -4.0224 | 0.63364 | 1.9886 | 2.2297 | -6.1609 | -5.0946 | -0.82149
|  | 1.032 | -3.2296 | -5.5757 | -2.7356 | #NUM! | -4.3368 | -1.6858 | -5.9834 | -3.2419 | -0.068213
|  | 1.0312 | 7.6403 | -1.7519 | #NUM! | 1.2503 | 0.89748 | 0.39826 | 0.16326 | 10.8215 | -2.1987
|  | 1.0304 | #NUM! | -3.03 | 2.4787 | -1.2417 | #NUM! | -0.476 | 0.39148 | #NUM! | -2.6583
|  | 1.0296 | #NUM! | -3.77 | -0.31892 | -0.61054 | 4.15 | -1.6197 | 0.0068682 | #NUM! | -0.61358
|  | 1.0288 | #NUM! | 6.2195 | 3.5772 | -1.8648 | 0.13571 | 0.52396 | -2.7641 | #NUM! | 2.9225
|  | 1.0279 | -1.0745 | 3.8196 | -1.0594 | -3.7916 | #NUM! | 2.5958 | -3.1463 | #NUM! | 2.3173
|  | 1.0271 | 0.43799 | -1.3502 | -0.48392 | 0.14732 | 6.0963 | 0.53853 | 1.0523 | 8.9354 | 2.5976
|  | 1.0263 | 0.81487 | 1.0705 | -2.9081 | #NUM! | -3.1133 | -2.0117 | 16.0714 | 0.98083 | 6.757
|  | 1.0255 | -0.39019 | #NUM! | -2.3202 | 8.2296 | -2.3711 | -2.7503 | 4.1659 | #NUM! | #NUM!
|  | 1.0247 | 0.8686 | 0.74817 | 1.4914 | 1.8077 | 0.71192 | -1.0299 | 12.2315 | #NUM! | #NUM!
|  | 1.0239 | 2.3338 | -2.6802 | -0.48223 | 0.48103 | #NUM! | 2.2483 | #NUM! | #NUM! | #NUM!
|  | 1.0231 | 0.27477 | -2.0954 | -0.014766 | 2.5648 | #NUM! | 1.4759 | #NUM! | #NUM! | 3.4736
|  | 1.0223 | -1.9959 | -4.0834 | 2.7426 | #NUM! | 14.8692 | -1.0112 | #NUM! | 2.261 | 7.2419
|  | 1.0215 | #NUM! | #NUM! | #NUM! | -4.9846 | -5.4559 | #NUM! | #NUM! | -5.0737 | -4.2299
|  | 1.0207 | #NUM! | 5.195 | #NUM! | #NUM! | -2.9111 | #NUM! | #NUM! | -3.8074 | 1.8595
|  | 1.0198 | -5.3921 | #NUM! | -9.1967 | 5.2574 | 6.2578 | -9.7432 | -9.9065 | -2.254 | #NUM!
|  | 1.019 | -3.1515 | #NUM! | -0.15234 | 0.032857 | #NUM! | -1.2165 | -2.9305 | 2.1055 | #NUM!
|  | 1.0182 | -6.4592 | -1.0944 | #NUM! | -3.5463 | -0.67576 | -4.3096 | -5.4287 | #NUM! | #NUM!
|  | 1.0174 | -5.1863 | -7.3602 | 7.7358 | 0.38294 | -3.0848 | -6.4485 | -8.7861 | -3.4256 | #NUM!
|  | 1.0166 | #NUM! | -5.7016 | -3.4361 | -2.2725 | #NUM! | 22.8936 | -7.6969 | -7.1461 | -1.7328
|  | 1.0159 | #NUM! | 0.13244 | -1.8162 | -0.89206 | -0.66099 | #NUM! | -2.1953 | #NUM! | -0.47118
|  | 1.0151 | 2.7058 | 0.87687 | 6.7138 | 2.6097 | -0.64079 | #NUM! | 2.6189 | #NUM! | 0.73242
|  | 1.0143 | -0.13478 | -0.13072 | #NUM! | 3.0552 | #NUM! | #NUM! | 0.47392 | 0.23538 | 2.2673
|  | 1.0135 | -6.1364 | -0.96835 | #NUM! | 1.3546 | #NUM! | 1.1696 | -2.5117 | 0.77693 | #NUM!
|  | 1.0127 | -4.075 | -4.27 | #NUM! | 12.5795 | #NUM! | -0.12414 | #NUM! | #NUM! | #NUM!
|  | 1.0119 | #NUM! | 0.91101 | 13.1917 | 5.5862 | #NUM! | 0.99073 | #NUM! | 1.6846 | -0.76578
|  | 1.0111 | #NUM! | #NUM! | #NUM! | #NUM! | 0.71944 | -3.4824 | 6.7747 | 0.061484 | 0.24164
|  | 1.0103 | #NUM! | #NUM! | 12.184 | #NUM! | -5.015 | -13.6408 | -8.2844 | -10.9113 | #NUM!
|  | 1.0095 | #NUM! | -5.6164 | #NUM! | -6.5554 | -3.9948 | -15.954 | -14.7415 | -15.0307 | -0.76641
|  | 1.0087 | #NUM! | -11.2481 | #NUM! | -11.4064 | #NUM! | -11.1218 | -14.769 | -14.074 | -11.9773
|  | 1.008 | -9.993 | #NUM! | #NUM! | #NUM! | -12.8995 | #NUM! | #NUM! | #NUM! | #NUM!
|  | 1.0072 | #NUM! | #NUM! | #NUM! | #NUM! | -4.7695 | #NUM! | #NUM! | #NUM! | -2.7712
|  | 1.0064 | #NUM! | #NUM! | #NUM! | #NUM! | 0.91492 | #NUM! | 3.5071 | #NUM! | -2.6534
|  | 1.0056 | #NUM! | #NUM! | #NUM! | #NUM! | #NUM! | #NUM! | #NUM! | #NUM! | -0.48153
|  | 1.0048 | #NUM! | #NUM! | #NUM! | #NUM! | #NUM! | #NUM! | #NUM! | #NUM! | #NUM!
|  | 1.004 | -5.1547 | #NUM! | -1.5141 | -5.545 | -1.4596 | 3.8738 | -5.5179 | 1.9963 | -5.9131
|  | 1.0033 | -3.8545 | #NUM! | #NUM! | -3.5825 | 4.3689 | 11.7593 | -3.9678 | 3.1652 | -2.4733
|  | 1.0025 | -8.7811 | 2.0623 | #NUM! | -7.1085 | #NUM! | 5.0276 | -3.368 | -3.2416 | -3.7979
|  | 1.0017 | -7.4037 | -1.6252 | #NUM! | -6.139 | -1.2744 | 14.965 | #NUM! | -2.8879 | -2.965
|  | 1.0009 | -4.6489 | -0.75035 | -4.718 | -4.8022 | -2.9948 | 25.9023 | #NUM! | -0.5796 | 16.5142
|  | 1.0002 | -3.0914 | -2.9716 | -11.5284 | -3.4602 | 2.7492 | #NUM! | #NUM! | -4.8615 | #NUM!
|  | 0.9994 | -2.4753 | 5.1668 | -7.0198 | #NUM! | #NUM! | #NUM! | #NUM! | -2.4893 | -0.95415

## Mode Field Diameter (MFD)
IRFS32 Mode Field Diameter (Typical)
|  | Wavelength (µm) | Mode Field Diameter (µm)
|  | 3 | 9.7311
|  | 3.01 | 9.7531
|  | 3.02 | 9.7752
|  | 3.03 | 9.7973
Product Raw Data |  | 3.04 | 9.8195
InF₃ Single Mode Fiber Mode Field Diameter |  | 3.05 | 9.8418
|  | 3.06 | 9.8641
Bare Fiber Item # | IRFS32 | 3.07 | 9.8865
Patch Cable Item # Prefixes | P1-32F, P3-32F, P5-32F | 3.08 | 9.909
|  | 3.09 | 9.9315
DISCLAIMER: The data presented here are typical. Slight variations in performance data will occur from lot to lot. Please contact Technical Support with any questions regarding the use or reliability of this data. |  | 3.1 | 9.9542
|  | 3.11 | 9.9768
|  | 3.12 | 9.9996
|  | 3.13 | 10.0224
|  | 3.14 | 10.0453
|  | 3.15 | 10.0683
This data may be used in publications. However, please cite Thorlabs as the source. |  | 3.16 | 10.0913
|  | 3.17 | 10.1145
|  | 3.18 | 10.1377
Additional Information: |  | 3.19 | 10.1609
These MFD values were calculated from the measured core diameter, wavelength, and calculated numerical aperture of the fiber. |  | 3.2 | 10.1843
|  | 3.21 | 10.2077
|  | 3.22 | 10.2312
|  | 3.23 | 10.2547
|  | 3.24 | 10.2784
|  | 3.25 | 10.3021
|  | 3.26 | 10.3259
|  | 3.27 | 10.3498
|  | 3.28 | 10.3737
|  | 3.29 | 10.3978
|  | 3.3 | 10.4219
|  | 3.31 | 10.446
|  | 3.32 | 10.4703
|  | 3.33 | 10.4947
|  | 3.34 | 10.5191
|  | 3.35 | 10.5436
|  | 3.36 | 10.5682
|  | 3.37 | 10.5928
|  | 3.38 | 10.6176
|  | 3.39 | 10.6424
|  | 3.4 | 10.6673
|  | 3.41 | 10.6923
|  | 3.42 | 10.7174
|  | 3.43 | 10.7426
|  | 3.44 | 10.7678
|  | 3.45 | 10.7932
|  | 3.46 | 10.8186
|  | 3.47 | 10.8441
|  | 3.48 | 10.8697
|  | 3.49 | 10.8954
|  | 3.5 | 10.9211
|  | 3.51 | 10.947
|  | 3.52 | 10.9729
|  | 3.53 | 10.999
|  | 3.54 | 11.0251
|  | 3.55 | 11.0513
|  | 3.56 | 11.0776
|  | 3.57 | 11.104
|  | 3.58 | 11.1305
|  | 3.59 | 11.1571
|  | 3.6 | 11.1838
|  | 3.61 | 11.2105
|  | 3.62 | 11.2374
|  | 3.63 | 11.2643
|  | 3.64 | 11.2914
|  | 3.65 | 11.3185
|  | 3.66 | 11.3458
|  | 3.67 | 11.3731
|  | 3.68 | 11.4005
|  | 3.69 | 11.4281
|  | 3.7 | 11.4557
|  | 3.71 | 11.4834
|  | 3.72 | 11.5112
|  | 3.73 | 11.5392
|  | 3.74 | 11.5672
|  | 3.75 | 11.5953
|  | 3.76 | 11.6235
|  | 3.77 | 11.6519
|  | 3.78 | 11.6803
|  | 3.79 | 11.7088
|  | 3.8 | 11.7375
|  | 3.81 | 11.7662
|  | 3.82 | 11.795
|  | 3.83 | 11.824
|  | 3.84 | 11.8531
|  | 3.85 | 11.8822
|  | 3.86 | 11.9115
|  | 3.87 | 11.9409
|  | 3.88 | 11.9703
|  | 3.89 | 11.9999
|  | 3.9 | 12.0296
|  | 3.91 | 12.0595
|  | 3.92 | 12.0894
|  | 3.93 | 12.1194
|  | 3.94 | 12.1496
|  | 3.95 | 12.1798
|  | 3.96 | 12.2102
|  | 3.97 | 12.2407
|  | 3.98 | 12.2713
|  | 3.99 | 12.302
|  | 4 | 12.3328
|  | 4.01 | 12.3638
|  | 4.02 | 12.3949
|  | 4.03 | 12.426
|  | 4.04 | 12.4573
|  | 4.05 | 12.4888
|  | 4.06 | 12.5203
|  | 4.07 | 12.552
|  | 4.08 | 12.5837
|  | 4.09 | 12.6156
|  | 4.1 | 12.6477
|  | 4.11 | 12.6798
|  | 4.12 | 12.7121
|  | 4.13 | 12.7445
|  | 4.14 | 12.777
|  | 4.15 | 12.8096
|  | 4.16 | 12.8424
|  | 4.17 | 12.8753
|  | 4.18 | 12.9083
|  | 4.19 | 12.9415
|  | 4.2 | 12.9747
|  | 4.21 | 13.0081
|  | 4.22 | 13.0417
|  | 4.23 | 13.0754
|  | 4.24 | 13.1092
|  | 4.25 | 13.1431
|  | 4.26 | 13.1771
|  | 4.27 | 13.2113
|  | 4.28 | 13.2457
|  | 4.29 | 13.2801
|  | 4.3 | 13.3147
|  | 4.31 | 13.3495
|  | 4.32 | 13.3844
|  | 4.33 | 13.4194
|  | 4.34 | 13.4545
|  | 4.35 | 13.4898
|  | 4.36 | 13.5252
|  | 4.37 | 13.5608
|  | 4.38 | 13.5965
|  | 4.39 | 13.6324
|  | 4.4 | 13.6684
|  | 4.41 | 13.7045
|  | 4.42 | 13.7408
|  | 4.43 | 13.7772
|  | 4.44 | 13.8138
|  | 4.45 | 13.8505
|  | 4.46 | 13.8873
|  | 4.47 | 13.9243
|  | 4.48 | 13.9615
|  | 4.49 | 13.9988
|  | 4.5 | 14.0363
|  | 4.51 | 14.0739
|  | 4.52 | 14.1116
|  | 4.53 | 14.1495
|  | 4.54 | 14.1876
|  | 4.55 | 14.2258
|  | 4.56 | 14.2642
|  | 4.57 | 14.3027
|  | 4.58 | 14.3414
|  | 4.59 | 14.3802
|  | 4.6 | 14.4192
|  | 4.61 | 14.4583
|  | 4.62 | 14.4976
|  | 4.63 | 14.5371
|  | 4.64 | 14.5767
|  | 4.65 | 14.6165
|  | 4.66 | 14.6564
|  | 4.67 | 14.6965
|  | 4.68 | 14.7368
|  | 4.69 | 14.7772
|  | 4.7 | 14.8178
|  | 4.71 | 14.8585
|  | 4.72 | 14.8994
|  | 4.73 | 14.9405
|  | 4.74 | 14.9818
|  | 4.75 | 15.0232
|  | 4.76 | 15.0648
|  | 4.77 | 15.1065
|  | 4.78 | 15.1484
|  | 4.79 | 15.1905
|  | 4.8 | 15.2328
|  | 4.81 | 15.2752
|  | 4.82 | 15.3178
|  | 4.83 | 15.3606
|  | 4.84 | 15.4035
|  | 4.85 | 15.4467
|  | 4.86 | 15.49
|  | 4.87 | 15.5334
|  | 4.88 | 15.5771
|  | 4.89 | 15.6209
|  | 4.9 | 15.6649
|  | 4.91 | 15.7091
|  | 4.92 | 15.7534
|  | 4.93 | 15.798
|  | 4.94 | 15.8427
|  | 4.95 | 15.8876
|  | 4.96 | 15.9327
|  | 4.97 | 15.9779
|  | 4.98 | 16.0234
|  | 4.99 | 16.069
|  | 5 | 16.1148
|  | 5.01 | 16.1608
|  | 5.02 | 16.207
|  | 5.03 | 16.2533
|  | 5.04 | 16.2999
|  | 5.05 | 16.3466
|  | 5.06 | 16.3935
|  | 5.07 | 16.4407
|  | 5.08 | 16.488
|  | 5.09 | 16.5354
|  | 5.1 | 16.5831
|  | 5.11 | 16.631
|  | 5.12 | 16.6791
|  | 5.13 | 16.7273
|  | 5.14 | 16.7758
|  | 5.15 | 16.8244
|  | 5.16 | 16.8733
|  | 5.17 | 16.9223
|  | 5.18 | 16.9715
|  | 5.19 | 17.0209
|  | 5.2 | 17.0706
|  | 5.21 | 17.1204
|  | 5.22 | 17.1704
|  | 5.23 | 17.2206
|  | 5.24 | 17.271
|  | 5.25 | 17.3216
|  | 5.26 | 17.3724
|  | 5.27 | 17.4234
|  | 5.28 | 17.4746
|  | 5.29 | 17.526
|  | 5.3 | 17.5777
|  | 5.31 | 17.6295
|  | 5.32 | 17.6815
|  | 5.33 | 17.7337
|  | 5.34 | 17.7861
|  | 5.35 | 17.8388
|  | 5.36 | 17.8916
|  | 5.37 | 17.9446
|  | 5.38 | 17.9979
|  | 5.39 | 18.0513
|  | 5.4 | 18.105
|  | 5.41 | 18.1589
|  | 5.42 | 18.2129
|  | 5.43 | 18.2672
|  | 5.44 | 18.3217
|  | 5.45 | 18.3764
|  | 5.46 | 18.4313
|  | 5.47 | 18.4864
|  | 5.48 | 18.5418
|  | 5.49 | 18.5973
|  | 5.5 | 18.6531

## Dispersion
IRFS32 Dispersion
|  | Wavelength (nm) | Dispersion (ps/nm km)
|  | 500 | -689.0527
|  | 600 | -373.0019
|  | 700 | -222.8386
|  | 800 | -141.8101
Product Raw Data |  | 900 | -94.008
InF₃ Single Mode Fiber Dispersion |  | 1000 | -63.876
|  | 1100 | -43.8867
Bare Fiber Item # | IRFS32 | 1200 | -30.0787
Patch Cable Item # Prefixes | P1-32F, P3-32F, P5-32F | 1300 | -20.2284
|  | 1400 | -13.0123
DISCLAIMER: The data presented here are typical. Slight variations in performance data will occur from lot to lot. Please contact Technical Support with any questions regarding the use or reliability of this data. |  | 1500 | -7.6135
|  | 1600 | -3.5053
|  | 1700 | -0.33419
|  | 1800 | 2.1348
|  | 1900 | 4.076
|  | 2000 | 5.6074
This data may be used in publications. However, please cite Thorlabs as the source. |  | 2100 | 6.8216
|  | 2200 | 7.7756
|  | 2300 | 8.5321
Additional Information: |  | 2400 | 9.1305
These values were calculated from the measured refractive indices. |  | 2500 | 9.6012
|  | 2600 | 9.9622
|  | 2700 | 10.243
|  | 2800 | 10.4599
|  | 2900 | 10.6291
|  | 3000 | 10.7594
|  | 3100 | 10.8702
|  | 3200 | 10.9613
|  | 3300 | 11.0459
|  | 3400 | 11.133
|  | 3500 | 11.2366
|  | 3600 | 11.3552
|  | 3700 | 11.4997
|  | 3800 | 11.6778
|  | 3900 | 11.8881
|  | 4000 | 12.1503
|  | 4100 | 12.4565
|  | 4200 | 12.8125
|  | 4300 | 13.2321
|  | 4400 | 13.7092
|  | 4500 | 14.2606
|  | 4600 | 14.8853
|  | 4700 | 15.5762
|  | 4800 | 16.3482
|  | 4900 | 17.1965
|  | 5000 | 18.1425
|  | 5100 | 19.1607
|  | 5200 | 20.2753
|  | 5300 | 21.4686
|  | 5400 | 22.7466
|  | 5500 | 24.122

## Numerical Aperture (NA)
IRFS32 Numerical Aperture (Typical)
|  | Wavelength (µm) | Numerical Aperture
|  | 0.3 | 0.3084
|  | 0.31 | 0.30418
|  | 0.32 | 0.30047
|  | 0.33 | 0.29719
Product Raw Data |  | 0.34 | 0.29427
InF₃ Single Mode Fiber Numerical Aperture |  | 0.35 | 0.29166
|  | 0.36 | 0.28932
Bare Fiber Item # | IRFS32 | 0.37 | 0.28721
Patch Cable Item # Prefixes | P1-32F, P3-32F, P5-32F | 0.38 | 0.28531
|  | 0.39 | 0.28357
DISCLAIMER: The data presented here are typical. Slight variations in performance data will occur from lot to lot. Please contact Technical Support with any questions regarding the use or reliability of this data. |  | 0.4 | 0.282
|  | 0.41 | 0.28055
|  | 0.42 | 0.27923
|  | 0.43 | 0.27802
|  | 0.44 | 0.2769
|  | 0.45 | 0.27587
This data may be used in publications. However, please cite Thorlabs as the source. |  | 0.46 | 0.27492
|  | 0.47 | 0.27404
|  | 0.48 | 0.27321
Additional Information: |  | 0.49 | 0.27245
These values were calculated from the refractive indices and are representative of a typical fiber. |  | 0.5 | 0.27174
|  | 0.51 | 0.27107
|  | 0.52 | 0.27045
|  | 0.53 | 0.26986
|  | 0.54 | 0.26931
|  | 0.55 | 0.2688
|  | 0.56 | 0.26831
|  | 0.57 | 0.26786
|  | 0.58 | 0.26742
|  | 0.59 | 0.26702
|  | 0.6 | 0.26663
|  | 0.61 | 0.26627
|  | 0.62 | 0.26592
|  | 0.63 | 0.26559
|  | 0.64 | 0.26528
|  | 0.65 | 0.26498
|  | 0.66 | 0.2647
|  | 0.67 | 0.26443
|  | 0.68 | 0.26417
|  | 0.69 | 0.26393
|  | 0.7 | 0.26369
|  | 0.71 | 0.26347
|  | 0.72 | 0.26326
|  | 0.73 | 0.26305
|  | 0.74 | 0.26285
|  | 0.75 | 0.26267
|  | 0.76 | 0.26249
|  | 0.77 | 0.26231
|  | 0.78 | 0.26215
|  | 0.79 | 0.26198
|  | 0.8 | 0.26183
|  | 0.81 | 0.26168
|  | 0.82 | 0.26154
|  | 0.83 | 0.2614
|  | 0.84 | 0.26127
|  | 0.85 | 0.26114
|  | 0.86 | 0.26102
|  | 0.87 | 0.2609
|  | 0.88 | 0.26078
|  | 0.89 | 0.26067
|  | 0.9 | 0.26056
|  | 0.91 | 0.26046
|  | 0.92 | 0.26036
|  | 0.93 | 0.26026
|  | 0.94 | 0.26016
|  | 0.95 | 0.26007
|  | 0.96 | 0.25998
|  | 0.97 | 0.2599
|  | 0.98 | 0.25981
|  | 0.99 | 0.25973
|  | 1 | 0.25965
|  | 1.01 | 0.25957
|  | 1.02 | 0.2595
|  | 1.03 | 0.25943
|  | 1.04 | 0.25935
|  | 1.05 | 0.25929
|  | 1.06 | 0.25922
|  | 1.07 | 0.25915
|  | 1.08 | 0.25909
|  | 1.09 | 0.25903
|  | 1.1 | 0.25896
|  | 1.11 | 0.2589
|  | 1.12 | 0.25885
|  | 1.13 | 0.25879
|  | 1.14 | 0.25873
|  | 1.15 | 0.25868
|  | 1.16 | 0.25863
|  | 1.17 | 0.25858
|  | 1.18 | 0.25853
|  | 1.19 | 0.25848
|  | 1.2 | 0.25843
|  | 1.21 | 0.25838
|  | 1.22 | 0.25833
|  | 1.23 | 0.25829
|  | 1.24 | 0.25824
|  | 1.25 | 0.2582
|  | 1.26 | 0.25816
|  | 1.27 | 0.25811
|  | 1.28 | 0.25807
|  | 1.29 | 0.25803
|  | 1.3 | 0.25799
|  | 1.31 | 0.25795
|  | 1.32 | 0.25791
|  | 1.33 | 0.25788
|  | 1.34 | 0.25784
|  | 1.35 | 0.2578
|  | 1.36 | 0.25777
|  | 1.37 | 0.25773
|  | 1.38 | 0.2577
|  | 1.39 | 0.25766
|  | 1.4 | 0.25763
|  | 1.41 | 0.2576
|  | 1.42 | 0.25756
|  | 1.43 | 0.25753
|  | 1.44 | 0.2575
|  | 1.45 | 0.25747
|  | 1.46 | 0.25744
|  | 1.47 | 0.25741
|  | 1.48 | 0.25738
|  | 1.49 | 0.25735
|  | 1.5 | 0.25732
|  | 1.51 | 0.25729
|  | 1.52 | 0.25726
|  | 1.53 | 0.25724
|  | 1.54 | 0.25721
|  | 1.55 | 0.25718
|  | 1.56 | 0.25715
|  | 1.57 | 0.25713
|  | 1.58 | 0.2571
|  | 1.59 | 0.25707
|  | 1.6 | 0.25705
|  | 1.61 | 0.25702
|  | 1.62 | 0.257
|  | 1.63 | 0.25697
|  | 1.64 | 0.25695
|  | 1.65 | 0.25692
|  | 1.66 | 0.2569
|  | 1.67 | 0.25688
|  | 1.68 | 0.25685
|  | 1.69 | 0.25683
|  | 1.7 | 0.25681
|  | 1.71 | 0.25678
|  | 1.72 | 0.25676
|  | 1.73 | 0.25674
|  | 1.74 | 0.25671
|  | 1.75 | 0.25669
|  | 1.76 | 0.25667
|  | 1.77 | 0.25665
|  | 1.78 | 0.25663
|  | 1.79 | 0.25661
|  | 1.8 | 0.25658
|  | 1.81 | 0.25656
|  | 1.82 | 0.25654
|  | 1.83 | 0.25652
|  | 1.84 | 0.2565
|  | 1.85 | 0.25648
|  | 1.86 | 0.25646
|  | 1.87 | 0.25644
|  | 1.88 | 0.25642
|  | 1.89 | 0.2564
|  | 1.9 | 0.25638
|  | 1.91 | 0.25636
|  | 1.92 | 0.25634
|  | 1.93 | 0.25632
|  | 1.94 | 0.2563
|  | 1.95 | 0.25628
|  | 1.96 | 0.25626
|  | 1.97 | 0.25624
|  | 1.98 | 0.25622
|  | 1.99 | 0.25621
|  | 2 | 0.25619
|  | 2.01 | 0.25617
|  | 2.02 | 0.25615
|  | 2.03 | 0.25613
|  | 2.04 | 0.25611
|  | 2.05 | 0.2561
|  | 2.06 | 0.25608
|  | 2.07 | 0.25606
|  | 2.08 | 0.25604
|  | 2.09 | 0.25602
|  | 2.1 | 0.25601
|  | 2.11 | 0.25599
|  | 2.12 | 0.25597
|  | 2.13 | 0.25595
|  | 2.14 | 0.25593
|  | 2.15 | 0.25592
|  | 2.16 | 0.2559
|  | 2.17 | 0.25588
|  | 2.18 | 0.25587
|  | 2.19 | 0.25585
|  | 2.2 | 0.25583
|  | 2.21 | 0.25581
|  | 2.22 | 0.2558
|  | 2.23 | 0.25578
|  | 2.24 | 0.25576
|  | 2.25 | 0.25575
|  | 2.26 | 0.25573
|  | 2.27 | 0.25571
|  | 2.28 | 0.2557
|  | 2.29 | 0.25568
|  | 2.3 | 0.25566
|  | 2.31 | 0.25565
|  | 2.32 | 0.25563
|  | 2.33 | 0.25561
|  | 2.34 | 0.2556
|  | 2.35 | 0.25558
|  | 2.36 | 0.25557
|  | 2.37 | 0.25555
|  | 2.38 | 0.25553
|  | 2.39 | 0.25552
|  | 2.4 | 0.2555
|  | 2.41 | 0.25549
|  | 2.42 | 0.25547
|  | 2.43 | 0.25545
|  | 2.44 | 0.25544
|  | 2.45 | 0.25542
|  | 2.46 | 0.25541
|  | 2.47 | 0.25539
|  | 2.48 | 0.25537
|  | 2.49 | 0.25536
|  | 2.5 | 0.25534
|  | 2.51 | 0.25533
|  | 2.52 | 0.25531
|  | 2.53 | 0.2553
|  | 2.54 | 0.25528
|  | 2.55 | 0.25527
|  | 2.56 | 0.25525
|  | 2.57 | 0.25523
|  | 2.58 | 0.25522
|  | 2.59 | 0.2552
|  | 2.6 | 0.25519
|  | 2.61 | 0.25517
|  | 2.62 | 0.25516
|  | 2.63 | 0.25514
|  | 2.64 | 0.25513
|  | 2.65 | 0.25511
|  | 2.66 | 0.2551
|  | 2.67 | 0.25508
|  | 2.68 | 0.25507
|  | 2.69 | 0.25505
|  | 2.7 | 0.25504
|  | 2.71 | 0.25502
|  | 2.72 | 0.25501
|  | 2.73 | 0.25499
|  | 2.74 | 0.25498
|  | 2.75 | 0.25496
|  | 2.76 | 0.25495
|  | 2.77 | 0.25493
|  | 2.78 | 0.25492
|  | 2.79 | 0.2549
|  | 2.8 | 0.25489
|  | 2.81 | 0.25487
|  | 2.82 | 0.25486
|  | 2.83 | 0.25484
|  | 2.84 | 0.25483
|  | 2.85 | 0.25482
|  | 2.86 | 0.2548
|  | 2.87 | 0.25479
|  | 2.88 | 0.25477
|  | 2.89 | 0.25476
|  | 2.9 | 0.25474
|  | 2.91 | 0.25473
|  | 2.92 | 0.25471
|  | 2.93 | 0.2547
|  | 2.94 | 0.25469
|  | 2.95 | 0.25467
|  | 2.96 | 0.25466
|  | 2.97 | 0.25464
|  | 2.98 | 0.25463
|  | 2.99 | 0.25461
|  | 3 | 0.2546
|  | 3.01 | 0.25459
|  | 3.02 | 0.25457
|  | 3.03 | 0.25456
|  | 3.04 | 0.25454
|  | 3.05 | 0.25453
|  | 3.06 | 0.25452
|  | 3.07 | 0.2545
|  | 3.08 | 0.25449
|  | 3.09 | 0.25447
|  | 3.1 | 0.25446
|  | 3.11 | 0.25445
|  | 3.12 | 0.25443
|  | 3.13 | 0.25442
|  | 3.14 | 0.25441
|  | 3.15 | 0.25439
|  | 3.16 | 0.25438
|  | 3.17 | 0.25436
|  | 3.18 | 0.25435
|  | 3.19 | 0.25434
|  | 3.2 | 0.25432
|  | 3.21 | 0.25431
|  | 3.22 | 0.2543
|  | 3.23 | 0.25428
|  | 3.24 | 0.25427
|  | 3.25 | 0.25426
|  | 3.26 | 0.25424
|  | 3.27 | 0.25423
|  | 3.28 | 0.25422
|  | 3.29 | 0.2542
|  | 3.3 | 0.25419
|  | 3.31 | 0.25418
|  | 3.32 | 0.25416
|  | 3.33 | 0.25415
|  | 3.34 | 0.25414
|  | 3.35 | 0.25412
|  | 3.36 | 0.25411
|  | 3.37 | 0.2541
|  | 3.38 | 0.25409
|  | 3.39 | 0.25407
|  | 3.4 | 0.25406
|  | 3.41 | 0.25405
|  | 3.42 | 0.25403
|  | 3.43 | 0.25402
|  | 3.44 | 0.25401
|  | 3.45 | 0.254
|  | 3.46 | 0.25398
|  | 3.47 | 0.25397
|  | 3.48 | 0.25396
|  | 3.49 | 0.25395
|  | 3.5 | 0.25393
|  | 3.51 | 0.25392
|  | 3.52 | 0.25391
|  | 3.53 | 0.2539
|  | 3.54 | 0.25388
|  | 3.55 | 0.25387
|  | 3.56 | 0.25386
|  | 3.57 | 0.25385
|  | 3.58 | 0.25383
|  | 3.59 | 0.25382
|  | 3.6 | 0.25381
|  | 3.61 | 0.2538
|  | 3.62 | 0.25379
|  | 3.63 | 0.25377
|  | 3.64 | 0.25376
|  | 3.65 | 0.25375
|  | 3.66 | 0.25374
|  | 3.67 | 0.25373
|  | 3.68 | 0.25372
|  | 3.69 | 0.2537
|  | 3.7 | 0.25369
|  | 3.71 | 0.25368
|  | 3.72 | 0.25367
|  | 3.73 | 0.25366
|  | 3.74 | 0.25365
|  | 3.75 | 0.25364
|  | 3.76 | 0.25362
|  | 3.77 | 0.25361
|  | 3.78 | 0.2536
|  | 3.79 | 0.25359
|  | 3.8 | 0.25358
|  | 3.81 | 0.25357
|  | 3.82 | 0.25356
|  | 3.83 | 0.25355
|  | 3.84 | 0.25354
|  | 3.85 | 0.25352
|  | 3.86 | 0.25351
|  | 3.87 | 0.2535
|  | 3.88 | 0.25349
|  | 3.89 | 0.25348
|  | 3.9 | 0.25347
|  | 3.91 | 0.25346
|  | 3.92 | 0.25345
|  | 3.93 | 0.25344
|  | 3.94 | 0.25343
|  | 3.95 | 0.25342
|  | 3.96 | 0.25341
|  | 3.97 | 0.2534
|  | 3.98 | 0.25339
|  | 3.99 | 0.25338
|  | 4 | 0.25337
|  | 4.01 | 0.25336
|  | 4.02 | 0.25335
|  | 4.03 | 0.25334
|  | 4.04 | 0.25333
|  | 4.05 | 0.25332
|  | 4.06 | 0.25331
|  | 4.07 | 0.2533
|  | 4.08 | 0.25329
|  | 4.09 | 0.25328
|  | 4.1 | 0.25327
|  | 4.11 | 0.25326
|  | 4.12 | 0.25326
|  | 4.13 | 0.25325
|  | 4.14 | 0.25324
|  | 4.15 | 0.25323
|  | 4.16 | 0.25322
|  | 4.17 | 0.25321
|  | 4.18 | 0.2532
|  | 4.19 | 0.25319
|  | 4.2 | 0.25319
|  | 4.21 | 0.25318
|  | 4.22 | 0.25317
|  | 4.23 | 0.25316
|  | 4.24 | 0.25315
|  | 4.25 | 0.25314
|  | 4.26 | 0.25314
|  | 4.27 | 0.25313
|  | 4.28 | 0.25312
|  | 4.29 | 0.25311
|  | 4.3 | 0.2531
|  | 4.31 | 0.2531
|  | 4.32 | 0.25309
|  | 4.33 | 0.25308
|  | 4.34 | 0.25307
|  | 4.35 | 0.25307
|  | 4.36 | 0.25306
|  | 4.37 | 0.25305
|  | 4.38 | 0.25305
|  | 4.39 | 0.25304
|  | 4.4 | 0.25303
|  | 4.41 | 0.25302
|  | 4.42 | 0.25302
|  | 4.43 | 0.25301
|  | 4.44 | 0.25301
|  | 4.45 | 0.253
|  | 4.46 | 0.25299
|  | 4.47 | 0.25299
|  | 4.48 | 0.25298
|  | 4.49 | 0.25297
|  | 4.5 | 0.25297
|  | 4.51 | 0.25296
|  | 4.52 | 0.25296
|  | 4.53 | 0.25295
|  | 4.54 | 0.25294
|  | 4.55 | 0.25294
|  | 4.56 | 0.25293
|  | 4.57 | 0.25293
|  | 4.58 | 0.25292
|  | 4.59 | 0.25292
|  | 4.6 | 0.25291
|  | 4.61 | 0.25291
|  | 4.62 | 0.2529
|  | 4.63 | 0.2529
|  | 4.64 | 0.25289
|  | 4.65 | 0.25289
|  | 4.66 | 0.25289
|  | 4.67 | 0.25288
|  | 4.68 | 0.25288
|  | 4.69 | 0.25287
|  | 4.7 | 0.25287
|  | 4.71 | 0.25287
|  | 4.72 | 0.25286
|  | 4.73 | 0.25286
|  | 4.74 | 0.25285
|  | 4.75 | 0.25285
|  | 4.76 | 0.25285
|  | 4.77 | 0.25284
|  | 4.78 | 0.25284
|  | 4.79 | 0.25284
|  | 4.8 | 0.25284
|  | 4.81 | 0.25283
|  | 4.82 | 0.25283
|  | 4.83 | 0.25283
|  | 4.84 | 0.25283
|  | 4.85 | 0.25282
|  | 4.86 | 0.25282
|  | 4.87 | 0.25282
|  | 4.88 | 0.25282
|  | 4.89 | 0.25282
|  | 4.9 | 0.25281
|  | 4.91 | 0.25281
|  | 4.92 | 0.25281
|  | 4.93 | 0.25281
|  | 4.94 | 0.25281
|  | 4.95 | 0.25281
|  | 4.96 | 0.25281
|  | 4.97 | 0.25281
|  | 4.98 | 0.25281
|  | 4.99 | 0.25281
|  | 5 | 0.25281
|  | 5.01 | 0.25281
|  | 5.02 | 0.25281
|  | 5.03 | 0.25281
|  | 5.04 | 0.25281
|  | 5.05 | 0.25281
|  | 5.06 | 0.25281
|  | 5.07 | 0.25281
|  | 5.08 | 0.25281
|  | 5.09 | 0.25281
|  | 5.1 | 0.25281
|  | 5.11 | 0.25281
|  | 5.12 | 0.25281
|  | 5.13 | 0.25282
|  | 5.14 | 0.25282
|  | 5.15 | 0.25282
|  | 5.16 | 0.25282
|  | 5.17 | 0.25282
|  | 5.18 | 0.25282
|  | 5.19 | 0.25283
|  | 5.2 | 0.25283
|  | 5.21 | 0.25283
|  | 5.22 | 0.25284
|  | 5.23 | 0.25284
|  | 5.24 | 0.25284
|  | 5.25 | 0.25285
|  | 5.26 | 0.25285
|  | 5.27 | 0.25285
|  | 5.28 | 0.25286
|  | 5.29 | 0.25286
|  | 5.3 | 0.25286
|  | 5.31 | 0.25287
|  | 5.32 | 0.25287
|  | 5.33 | 0.25288
|  | 5.34 | 0.25288
|  | 5.35 | 0.25289
|  | 5.36 | 0.25289
|  | 5.37 | 0.2529
|  | 5.38 | 0.2529
|  | 5.39 | 0.25291
|  | 5.4 | 0.25291
|  | 5.41 | 0.25292
|  | 5.42 | 0.25293
|  | 5.43 | 0.25293
|  | 5.44 | 0.25294
|  | 5.45 | 0.25295
|  | 5.46 | 0.25295
|  | 5.47 | 0.25296
|  | 5.48 | 0.25297
|  | 5.49 | 0.25297
|  | 5.5 | 0.25298

## Refractive Indices (n)
IRFS32 Refractive Indices
|  | Wavelength (µm) | Core Refractive Index (n) | Cladding Refractive Index (n)
|  | 0.3 | 1.5459 | 1.5148
|  | 0.31 | 1.5424 | 1.5121
|  | 0.32 | 1.5393 | 1.5097
|  | 0.33 | 1.5366 | 1.5075
Product Raw Data |  | 0.34 | 1.5341 | 1.5056
InF₃ Single Mode Fiber Refractive Indices |  | 0.35 | 1.5318 | 1.5038
|  | 0.36 | 1.5298 | 1.5022
Bare Fiber Item # | IRFS32 | 0.37 | 1.5279 | 1.5007
Patch Cable Item # Prefixes | P1-32F, P3-32F, P5-32F | 0.38 | 1.5262 | 1.4993
|  | 0.39 | 1.5247 | 1.4981
DISCLAIMER: The data presented here are typical. Slight variations in performance data will occur from lot to lot. Please contact Technical Support with any questions regarding the use or reliability of this data. |  | 0.4 | 1.5233 | 1.497
|  | 0.41 | 1.522 | 1.4959
|  | 0.42 | 1.5208 | 1.4949
|  | 0.43 | 1.5197 | 1.494
|  | 0.44 | 1.5186 | 1.4932
|  | 0.45 | 1.5177 | 1.4924
This data may be used in publications. However, please cite Thorlabs as the source. |  | 0.46 | 1.5168 | 1.4917
|  | 0.47 | 1.516 | 1.491
|  | 0.48 | 1.5152 | 1.4903
Additional Information: |  | 0.49 | 1.5145 | 1.4897
These values were obtained by from a Sellmeier Equation fitted to measured data. Fitted Sellmeier Equation coefficients can be found in the Sellmeier Coefficients sheet. |  | 0.5 | 1.5138 | 1.4892
|  | 0.51 | 1.5131 | 1.4887
|  | 0.52 | 1.5125 | 1.4882
|  | 0.53 | 1.512 | 1.4877
|  | 0.54 | 1.5114 | 1.4872
|  | 0.55 | 1.5109 | 1.4868
|  | 0.56 | 1.5105 | 1.4864
|  | 0.57 | 1.51 | 1.4861
|  | 0.58 | 1.5096 | 1.4857
|  | 0.59 | 1.5092 | 1.4854
|  | 0.6 | 1.5088 | 1.485
|  | 0.61 | 1.5084 | 1.4847
|  | 0.62 | 1.5081 | 1.4844
|  | 0.63 | 1.5077 | 1.4842
|  | 0.64 | 1.5074 | 1.4839
|  | 0.65 | 1.5071 | 1.4836
|  | 0.66 | 1.5068 | 1.4834
|  | 0.67 | 1.5066 | 1.4832
|  | 0.68 | 1.5063 | 1.4829
|  | 0.69 | 1.506 | 1.4827
|  | 0.7 | 1.5058 | 1.4825
|  | 0.71 | 1.5056 | 1.4823
|  | 0.72 | 1.5053 | 1.4821
|  | 0.73 | 1.5051 | 1.482
|  | 0.74 | 1.5049 | 1.4818
|  | 0.75 | 1.5047 | 1.4816
|  | 0.76 | 1.5045 | 1.4815
|  | 0.77 | 1.5043 | 1.4813
|  | 0.78 | 1.5042 | 1.4811
|  | 0.79 | 1.504 | 1.481
|  | 0.8 | 1.5038 | 1.4809
|  | 0.81 | 1.5037 | 1.4807
|  | 0.82 | 1.5035 | 1.4806
|  | 0.83 | 1.5034 | 1.4805
|  | 0.84 | 1.5032 | 1.4803
|  | 0.85 | 1.5031 | 1.4802
|  | 0.86 | 1.5029 | 1.4801
|  | 0.87 | 1.5028 | 1.48
|  | 0.88 | 1.5027 | 1.4799
|  | 0.89 | 1.5026 | 1.4798
|  | 0.9 | 1.5024 | 1.4797
|  | 0.91 | 1.5023 | 1.4796
|  | 0.92 | 1.5022 | 1.4795
|  | 0.93 | 1.5021 | 1.4794
|  | 0.94 | 1.502 | 1.4793
|  | 0.95 | 1.5019 | 1.4792
|  | 0.96 | 1.5018 | 1.4791
|  | 0.97 | 1.5017 | 1.479
|  | 0.98 | 1.5016 | 1.4789
|  | 0.99 | 1.5015 | 1.4788
|  | 1 | 1.5014 | 1.4788
|  | 1.01 | 1.5013 | 1.4787
|  | 1.02 | 1.5012 | 1.4786
|  | 1.03 | 1.5011 | 1.4785
|  | 1.04 | 1.501 | 1.4785
|  | 1.05 | 1.5009 | 1.4784
|  | 1.06 | 1.5009 | 1.4783
|  | 1.07 | 1.5008 | 1.4782
|  | 1.08 | 1.5007 | 1.4782
|  | 1.09 | 1.5006 | 1.4781
|  | 1.1 | 1.5005 | 1.478
|  | 1.11 | 1.5005 | 1.478
|  | 1.12 | 1.5004 | 1.4779
|  | 1.13 | 1.5003 | 1.4778
|  | 1.14 | 1.5003 | 1.4778
|  | 1.15 | 1.5002 | 1.4777
|  | 1.16 | 1.5001 | 1.4777
|  | 1.17 | 1.5 | 1.4776
|  | 1.18 | 1.5 | 1.4775
|  | 1.19 | 1.4999 | 1.4775
|  | 1.2 | 1.4998 | 1.4774
|  | 1.21 | 1.4998 | 1.4774
|  | 1.22 | 1.4997 | 1.4773
|  | 1.23 | 1.4997 | 1.4773
|  | 1.24 | 1.4996 | 1.4772
|  | 1.25 | 1.4995 | 1.4771
|  | 1.26 | 1.4995 | 1.4771
|  | 1.27 | 1.4994 | 1.477
|  | 1.28 | 1.4994 | 1.477
|  | 1.29 | 1.4993 | 1.4769
|  | 1.3 | 1.4992 | 1.4769
|  | 1.31 | 1.4992 | 1.4768
|  | 1.32 | 1.4991 | 1.4768
|  | 1.33 | 1.4991 | 1.4767
|  | 1.34 | 1.499 | 1.4767
|  | 1.35 | 1.499 | 1.4766
|  | 1.36 | 1.4989 | 1.4766
|  | 1.37 | 1.4989 | 1.4765
|  | 1.38 | 1.4988 | 1.4765
|  | 1.39 | 1.4988 | 1.4764
|  | 1.4 | 1.4987 | 1.4764
|  | 1.41 | 1.4987 | 1.4763
|  | 1.42 | 1.4986 | 1.4763
|  | 1.43 | 1.4986 | 1.4763
|  | 1.44 | 1.4985 | 1.4762
|  | 1.45 | 1.4985 | 1.4762
|  | 1.46 | 1.4984 | 1.4761
|  | 1.47 | 1.4984 | 1.4761
|  | 1.48 | 1.4983 | 1.476
|  | 1.49 | 1.4983 | 1.476
|  | 1.5 | 1.4982 | 1.4759
|  | 1.51 | 1.4982 | 1.4759
|  | 1.52 | 1.4981 | 1.4759
|  | 1.53 | 1.4981 | 1.4758
|  | 1.54 | 1.498 | 1.4758
|  | 1.55 | 1.498 | 1.4757
|  | 1.56 | 1.4979 | 1.4757
|  | 1.57 | 1.4979 | 1.4756
|  | 1.58 | 1.4978 | 1.4756
|  | 1.59 | 1.4978 | 1.4756
|  | 1.6 | 1.4977 | 1.4755
|  | 1.61 | 1.4977 | 1.4755
|  | 1.62 | 1.4976 | 1.4754
|  | 1.63 | 1.4976 | 1.4754
|  | 1.64 | 1.4975 | 1.4753
|  | 1.65 | 1.4975 | 1.4753
|  | 1.66 | 1.4975 | 1.4753
|  | 1.67 | 1.4974 | 1.4752
|  | 1.68 | 1.4974 | 1.4752
|  | 1.69 | 1.4973 | 1.4751
|  | 1.7 | 1.4973 | 1.4751
|  | 1.71 | 1.4972 | 1.475
|  | 1.72 | 1.4972 | 1.475
|  | 1.73 | 1.4971 | 1.475
|  | 1.74 | 1.4971 | 1.4749
|  | 1.75 | 1.4971 | 1.4749
|  | 1.76 | 1.497 | 1.4748
|  | 1.77 | 1.497 | 1.4748
|  | 1.78 | 1.4969 | 1.4748
|  | 1.79 | 1.4969 | 1.4747
|  | 1.8 | 1.4968 | 1.4747
|  | 1.81 | 1.4968 | 1.4746
|  | 1.82 | 1.4967 | 1.4746
|  | 1.83 | 1.4967 | 1.4745
|  | 1.84 | 1.4967 | 1.4745
|  | 1.85 | 1.4966 | 1.4745
|  | 1.86 | 1.4966 | 1.4744
|  | 1.87 | 1.4965 | 1.4744
|  | 1.88 | 1.4965 | 1.4743
|  | 1.89 | 1.4964 | 1.4743
|  | 1.9 | 1.4964 | 1.4743
|  | 1.91 | 1.4963 | 1.4742
|  | 1.92 | 1.4963 | 1.4742
|  | 1.93 | 1.4963 | 1.4741
|  | 1.94 | 1.4962 | 1.4741
|  | 1.95 | 1.4962 | 1.4741
|  | 1.96 | 1.4961 | 1.474
|  | 1.97 | 1.4961 | 1.474
|  | 1.98 | 1.496 | 1.4739
|  | 1.99 | 1.496 | 1.4739
|  | 2 | 1.4959 | 1.4738
|  | 2.01 | 1.4959 | 1.4738
|  | 2.02 | 1.4959 | 1.4738
|  | 2.03 | 1.4958 | 1.4737
|  | 2.04 | 1.4958 | 1.4737
|  | 2.05 | 1.4957 | 1.4736
|  | 2.06 | 1.4957 | 1.4736
|  | 2.07 | 1.4956 | 1.4735
|  | 2.08 | 1.4956 | 1.4735
|  | 2.09 | 1.4955 | 1.4735
|  | 2.1 | 1.4955 | 1.4734
|  | 2.11 | 1.4954 | 1.4734
|  | 2.12 | 1.4954 | 1.4733
|  | 2.13 | 1.4954 | 1.4733
|  | 2.14 | 1.4953 | 1.4732
|  | 2.15 | 1.4953 | 1.4732
|  | 2.16 | 1.4952 | 1.4732
|  | 2.17 | 1.4952 | 1.4731
|  | 2.18 | 1.4951 | 1.4731
|  | 2.19 | 1.4951 | 1.473
|  | 2.2 | 1.495 | 1.473
|  | 2.21 | 1.495 | 1.4729
|  | 2.22 | 1.4949 | 1.4729
|  | 2.23 | 1.4949 | 1.4729
|  | 2.24 | 1.4949 | 1.4728
|  | 2.25 | 1.4948 | 1.4728
|  | 2.26 | 1.4948 | 1.4727
|  | 2.27 | 1.4947 | 1.4727
|  | 2.28 | 1.4947 | 1.4726
|  | 2.29 | 1.4946 | 1.4726
|  | 2.3 | 1.4946 | 1.4725
|  | 2.31 | 1.4945 | 1.4725
|  | 2.32 | 1.4945 | 1.4725
|  | 2.33 | 1.4944 | 1.4724
|  | 2.34 | 1.4944 | 1.4724
|  | 2.35 | 1.4943 | 1.4723
|  | 2.36 | 1.4943 | 1.4723
|  | 2.37 | 1.4942 | 1.4722
|  | 2.38 | 1.4942 | 1.4722
|  | 2.39 | 1.4941 | 1.4721
|  | 2.4 | 1.4941 | 1.4721
|  | 2.41 | 1.4941 | 1.472
|  | 2.42 | 1.494 | 1.472
|  | 2.43 | 1.494 | 1.472
|  | 2.44 | 1.4939 | 1.4719
|  | 2.45 | 1.4939 | 1.4719
|  | 2.46 | 1.4938 | 1.4718
|  | 2.47 | 1.4938 | 1.4718
|  | 2.48 | 1.4937 | 1.4717
|  | 2.49 | 1.4937 | 1.4717
|  | 2.5 | 1.4936 | 1.4716
|  | 2.51 | 1.4936 | 1.4716
|  | 2.52 | 1.4935 | 1.4715
|  | 2.53 | 1.4935 | 1.4715
|  | 2.54 | 1.4934 | 1.4714
|  | 2.55 | 1.4934 | 1.4714
|  | 2.56 | 1.4933 | 1.4713
|  | 2.57 | 1.4933 | 1.4713
|  | 2.58 | 1.4932 | 1.4712
|  | 2.59 | 1.4932 | 1.4712
|  | 2.6 | 1.4931 | 1.4711
|  | 2.61 | 1.4931 | 1.4711
|  | 2.62 | 1.493 | 1.4711
|  | 2.63 | 1.493 | 1.471
|  | 2.64 | 1.4929 | 1.471
|  | 2.65 | 1.4929 | 1.4709
|  | 2.66 | 1.4928 | 1.4709
|  | 2.67 | 1.4928 | 1.4708
|  | 2.68 | 1.4927 | 1.4708
|  | 2.69 | 1.4927 | 1.4707
|  | 2.7 | 1.4926 | 1.4707
|  | 2.71 | 1.4926 | 1.4706
|  | 2.72 | 1.4925 | 1.4706
|  | 2.73 | 1.4925 | 1.4705
|  | 2.74 | 1.4924 | 1.4705
|  | 2.75 | 1.4923 | 1.4704
|  | 2.76 | 1.4923 | 1.4704
|  | 2.77 | 1.4922 | 1.4703
|  | 2.78 | 1.4922 | 1.4703
|  | 2.79 | 1.4921 | 1.4702
|  | 2.8 | 1.4921 | 1.4701
|  | 2.81 | 1.492 | 1.4701
|  | 2.82 | 1.492 | 1.47
|  | 2.83 | 1.4919 | 1.47
|  | 2.84 | 1.4919 | 1.4699
|  | 2.85 | 1.4918 | 1.4699
|  | 2.86 | 1.4918 | 1.4698
|  | 2.87 | 1.4917 | 1.4698
|  | 2.88 | 1.4917 | 1.4697
|  | 2.89 | 1.4916 | 1.4697
|  | 2.9 | 1.4915 | 1.4696
|  | 2.91 | 1.4915 | 1.4696
|  | 2.92 | 1.4914 | 1.4695
|  | 2.93 | 1.4914 | 1.4695
|  | 2.94 | 1.4913 | 1.4694
|  | 2.95 | 1.4913 | 1.4694
|  | 2.96 | 1.4912 | 1.4693
|  | 2.97 | 1.4912 | 1.4693
|  | 2.98 | 1.4911 | 1.4692
|  | 2.99 | 1.491 | 1.4691
|  | 3 | 1.491 | 1.4691
|  | 3.01 | 1.4909 | 1.469
|  | 3.02 | 1.4909 | 1.469
|  | 3.03 | 1.4908 | 1.4689
|  | 3.04 | 1.4908 | 1.4689
|  | 3.05 | 1.4907 | 1.4688
|  | 3.06 | 1.4906 | 1.4688
|  | 3.07 | 1.4906 | 1.4687
|  | 3.08 | 1.4905 | 1.4686
|  | 3.09 | 1.4905 | 1.4686
|  | 3.1 | 1.4904 | 1.4685
|  | 3.11 | 1.4904 | 1.4685
|  | 3.12 | 1.4903 | 1.4684
|  | 3.13 | 1.4902 | 1.4684
|  | 3.14 | 1.4902 | 1.4683
|  | 3.15 | 1.4901 | 1.4683
|  | 3.16 | 1.4901 | 1.4682
|  | 3.17 | 1.49 | 1.4681
|  | 3.18 | 1.4899 | 1.4681
|  | 3.19 | 1.4899 | 1.468
|  | 3.2 | 1.4898 | 1.468
|  | 3.21 | 1.4898 | 1.4679
|  | 3.22 | 1.4897 | 1.4678
|  | 3.23 | 1.4897 | 1.4678
|  | 3.24 | 1.4896 | 1.4677
|  | 3.25 | 1.4895 | 1.4677
|  | 3.26 | 1.4895 | 1.4676
|  | 3.27 | 1.4894 | 1.4676
|  | 3.28 | 1.4893 | 1.4675
|  | 3.29 | 1.4893 | 1.4674
|  | 3.3 | 1.4892 | 1.4674
|  | 3.31 | 1.4892 | 1.4673
|  | 3.32 | 1.4891 | 1.4673
|  | 3.33 | 1.489 | 1.4672
|  | 3.34 | 1.489 | 1.4671
|  | 3.35 | 1.4889 | 1.4671
|  | 3.36 | 1.4889 | 1.467
|  | 3.37 | 1.4888 | 1.467
|  | 3.38 | 1.4887 | 1.4669
|  | 3.39 | 1.4887 | 1.4668
|  | 3.4 | 1.4886 | 1.4668
|  | 3.41 | 1.4885 | 1.4667
|  | 3.42 | 1.4885 | 1.4666
|  | 3.43 | 1.4884 | 1.4666
|  | 3.44 | 1.4884 | 1.4665
|  | 3.45 | 1.4883 | 1.4665
|  | 3.46 | 1.4882 | 1.4664
|  | 3.47 | 1.4882 | 1.4663
|  | 3.48 | 1.4881 | 1.4663
|  | 3.49 | 1.488 | 1.4662
|  | 3.5 | 1.488 | 1.4661
|  | 3.51 | 1.4879 | 1.4661
|  | 3.52 | 1.4878 | 1.466
|  | 3.53 | 1.4878 | 1.466
|  | 3.54 | 1.4877 | 1.4659
|  | 3.55 | 1.4876 | 1.4658
|  | 3.56 | 1.4876 | 1.4658
|  | 3.57 | 1.4875 | 1.4657
|  | 3.58 | 1.4875 | 1.4656
|  | 3.59 | 1.4874 | 1.4656
|  | 3.6 | 1.4873 | 1.4655
|  | 3.61 | 1.4873 | 1.4654
|  | 3.62 | 1.4872 | 1.4654
|  | 3.63 | 1.4871 | 1.4653
|  | 3.64 | 1.4871 | 1.4652
|  | 3.65 | 1.487 | 1.4652
|  | 3.66 | 1.4869 | 1.4651
|  | 3.67 | 1.4869 | 1.465
|  | 3.68 | 1.4868 | 1.465
|  | 3.69 | 1.4867 | 1.4649
|  | 3.7 | 1.4866 | 1.4648
|  | 3.71 | 1.4866 | 1.4648
|  | 3.72 | 1.4865 | 1.4647
|  | 3.73 | 1.4864 | 1.4646
|  | 3.74 | 1.4864 | 1.4646
|  | 3.75 | 1.4863 | 1.4645
|  | 3.76 | 1.4862 | 1.4644
|  | 3.77 | 1.4862 | 1.4644
|  | 3.78 | 1.4861 | 1.4643
|  | 3.79 | 1.486 | 1.4642
|  | 3.8 | 1.486 | 1.4642
|  | 3.81 | 1.4859 | 1.4641
|  | 3.82 | 1.4858 | 1.464
|  | 3.83 | 1.4857 | 1.464
|  | 3.84 | 1.4857 | 1.4639
|  | 3.85 | 1.4856 | 1.4638
|  | 3.86 | 1.4855 | 1.4637
|  | 3.87 | 1.4855 | 1.4637
|  | 3.88 | 1.4854 | 1.4636
|  | 3.89 | 1.4853 | 1.4635
|  | 3.9 | 1.4853 | 1.4635
|  | 3.91 | 1.4852 | 1.4634
|  | 3.92 | 1.4851 | 1.4633
|  | 3.93 | 1.485 | 1.4633
|  | 3.94 | 1.485 | 1.4632
|  | 3.95 | 1.4849 | 1.4631
|  | 3.96 | 1.4848 | 1.463
|  | 3.97 | 1.4847 | 1.463
|  | 3.98 | 1.4847 | 1.4629
|  | 3.99 | 1.4846 | 1.4628
|  | 4 | 1.4845 | 1.4627
|  | 4.01 | 1.4845 | 1.4627
|  | 4.02 | 1.4844 | 1.4626
|  | 4.03 | 1.4843 | 1.4625
|  | 4.04 | 1.4842 | 1.4625
|  | 4.05 | 1.4842 | 1.4624
|  | 4.06 | 1.4841 | 1.4623
|  | 4.07 | 1.484 | 1.4622
|  | 4.08 | 1.4839 | 1.4622
|  | 4.09 | 1.4839 | 1.4621
|  | 4.1 | 1.4838 | 1.462
|  | 4.11 | 1.4837 | 1.4619
|  | 4.12 | 1.4836 | 1.4619
|  | 4.13 | 1.4836 | 1.4618
|  | 4.14 | 1.4835 | 1.4617
|  | 4.15 | 1.4834 | 1.4616
|  | 4.16 | 1.4833 | 1.4616
|  | 4.17 | 1.4833 | 1.4615
|  | 4.18 | 1.4832 | 1.4614
|  | 4.19 | 1.4831 | 1.4613
|  | 4.2 | 1.483 | 1.4613
|  | 4.21 | 1.4829 | 1.4612
|  | 4.22 | 1.4829 | 1.4611
|  | 4.23 | 1.4828 | 1.461
|  | 4.24 | 1.4827 | 1.4609
|  | 4.25 | 1.4826 | 1.4609
|  | 4.26 | 1.4826 | 1.4608
|  | 4.27 | 1.4825 | 1.4607
|  | 4.28 | 1.4824 | 1.4606
|  | 4.29 | 1.4823 | 1.4606
|  | 4.3 | 1.4822 | 1.4605
|  | 4.31 | 1.4822 | 1.4604
|  | 4.32 | 1.4821 | 1.4603
|  | 4.33 | 1.482 | 1.4602
|  | 4.34 | 1.4819 | 1.4602
|  | 4.35 | 1.4818 | 1.4601
|  | 4.36 | 1.4818 | 1.46
|  | 4.37 | 1.4817 | 1.4599
|  | 4.38 | 1.4816 | 1.4598
|  | 4.39 | 1.4815 | 1.4598
|  | 4.4 | 1.4814 | 1.4597
|  | 4.41 | 1.4814 | 1.4596
|  | 4.42 | 1.4813 | 1.4595
|  | 4.43 | 1.4812 | 1.4594
|  | 4.44 | 1.4811 | 1.4594
|  | 4.45 | 1.481 | 1.4593
|  | 4.46 | 1.481 | 1.4592
|  | 4.47 | 1.4809 | 1.4591
|  | 4.48 | 1.4808 | 1.459
|  | 4.49 | 1.4807 | 1.4589
|  | 4.5 | 1.4806 | 1.4589
|  | 4.51 | 1.4805 | 1.4588
|  | 4.52 | 1.4805 | 1.4587
|  | 4.53 | 1.4804 | 1.4586
|  | 4.54 | 1.4803 | 1.4585
|  | 4.55 | 1.4802 | 1.4584
|  | 4.56 | 1.4801 | 1.4584
|  | 4.57 | 1.48 | 1.4583
|  | 4.58 | 1.48 | 1.4582
|  | 4.59 | 1.4799 | 1.4581
|  | 4.6 | 1.4798 | 1.458
|  | 4.61 | 1.4797 | 1.4579
|  | 4.62 | 1.4796 | 1.4579
|  | 4.63 | 1.4795 | 1.4578
|  | 4.64 | 1.4795 | 1.4577
|  | 4.65 | 1.4794 | 1.4576
|  | 4.66 | 1.4793 | 1.4575
|  | 4.67 | 1.4792 | 1.4574
|  | 4.68 | 1.4791 | 1.4573
|  | 4.69 | 1.479 | 1.4572
|  | 4.7 | 1.4789 | 1.4572
|  | 4.71 | 1.4789 | 1.4571
|  | 4.72 | 1.4788 | 1.457
|  | 4.73 | 1.4787 | 1.4569
|  | 4.74 | 1.4786 | 1.4568
|  | 4.75 | 1.4785 | 1.4567
|  | 4.76 | 1.4784 | 1.4566
|  | 4.77 | 1.4783 | 1.4565
|  | 4.78 | 1.4782 | 1.4565
|  | 4.79 | 1.4782 | 1.4564
|  | 4.8 | 1.4781 | 1.4563
|  | 4.81 | 1.478 | 1.4562
|  | 4.82 | 1.4779 | 1.4561
|  | 4.83 | 1.4778 | 1.456
|  | 4.84 | 1.4777 | 1.4559
|  | 4.85 | 1.4776 | 1.4558
|  | 4.86 | 1.4775 | 1.4557
|  | 4.87 | 1.4774 | 1.4557
|  | 4.88 | 1.4774 | 1.4556
|  | 4.89 | 1.4773 | 1.4555
|  | 4.9 | 1.4772 | 1.4554
|  | 4.91 | 1.4771 | 1.4553
|  | 4.92 | 1.477 | 1.4552
|  | 4.93 | 1.4769 | 1.4551
|  | 4.94 | 1.4768 | 1.455
|  | 4.95 | 1.4767 | 1.4549
|  | 4.96 | 1.4766 | 1.4548
|  | 4.97 | 1.4765 | 1.4547
|  | 4.98 | 1.4764 | 1.4546
|  | 4.99 | 1.4764 | 1.4545
|  | 5 | 1.4763 | 1.4545
|  | 5.01 | 1.4762 | 1.4544
|  | 5.02 | 1.4761 | 1.4543
|  | 5.03 | 1.476 | 1.4542
|  | 5.04 | 1.4759 | 1.4541
|  | 5.05 | 1.4758 | 1.454
|  | 5.06 | 1.4757 | 1.4539
|  | 5.07 | 1.4756 | 1.4538
|  | 5.08 | 1.4755 | 1.4537
|  | 5.09 | 1.4754 | 1.4536
|  | 5.1 | 1.4753 | 1.4535
|  | 5.11 | 1.4752 | 1.4534
|  | 5.12 | 1.4751 | 1.4533
|  | 5.13 | 1.475 | 1.4532
|  | 5.14 | 1.475 | 1.4531
|  | 5.15 | 1.4749 | 1.453
|  | 5.16 | 1.4748 | 1.4529
|  | 5.17 | 1.4747 | 1.4528
|  | 5.18 | 1.4746 | 1.4527
|  | 5.19 | 1.4745 | 1.4526
|  | 5.2 | 1.4744 | 1.4525
|  | 5.21 | 1.4743 | 1.4524
|  | 5.22 | 1.4742 | 1.4523
|  | 5.23 | 1.4741 | 1.4522
|  | 5.24 | 1.474 | 1.4521
|  | 5.25 | 1.4739 | 1.452
|  | 5.26 | 1.4738 | 1.4519
|  | 5.27 | 1.4737 | 1.4518
|  | 5.28 | 1.4736 | 1.4517
|  | 5.29 | 1.4735 | 1.4516
|  | 5.3 | 1.4734 | 1.4515
|  | 5.31 | 1.4733 | 1.4514
|  | 5.32 | 1.4732 | 1.4513
|  | 5.33 | 1.4731 | 1.4512
|  | 5.34 | 1.473 | 1.4511
|  | 5.35 | 1.4729 | 1.451
|  | 5.36 | 1.4728 | 1.4509
|  | 5.37 | 1.4727 | 1.4508
|  | 5.38 | 1.4726 | 1.4507
|  | 5.39 | 1.4725 | 1.4506
|  | 5.4 | 1.4724 | 1.4505
|  | 5.41 | 1.4723 | 1.4504
|  | 5.42 | 1.4722 | 1.4503
|  | 5.43 | 1.4721 | 1.4502
|  | 5.44 | 1.472 | 1.4501
|  | 5.45 | 1.4719 | 1.45
|  | 5.46 | 1.4718 | 1.4499
|  | 5.47 | 1.4717 | 1.4498
|  | 5.48 | 1.4716 | 1.4497
|  | 5.49 | 1.4715 | 1.4496
|  | 5.5 | 1.4714 | 1.4495

## Sellmeier Coefficients
Coefficient | Core | Cladding
u0 | 0.47627 | 0.68463
u1 | 0.76937 | 0.49527
u2 | 5.0184 | 1.4841
u3 | 0.017955 | 0.068083
u4 | 0.11865 | 0.11055
u5 | 43.6455 | 24.4392
A | 1 | 1