## Graph
Product Raw Data
Metal-Core PCB Mid-IR LEDs
DISCLAIMER: The data presented here are typical. Slight variations in performance data will occur from lot to lot. Please contact Technical Support with any questions regarding the use or reliability of this data.
This data may be used in publications. However, please cite Thorlabs as the source.
Additional Information:
For each LED, the normalized output spectrum has been scaled to the minimum specified output power and plotted in the graph to the right. Due to variations in the manufacturing process and operating parameters such as temperature and current, the actual spectral output of any given LED will vary. Output plots are only intended to be used as a guideline.

## Spectra Scaled to Min Power
LED Item # | M3400D1 |  | M4300D1 |  | M5200D1
Min Output Power (mW) | 2.2 |  | 1.1 |  | 0.8
Scaling Constant | 0.0027076 |  | 0.0010215 |  | 0.00052339
Spectra | Wavelength (nm) | Spectral Flux (mW/nm) | Wavelength (nm) | Spectral Flux (mW/nm) | Wavelength (nm) | Spectral Flux (mW/nm)
| 2088.25 | 6.4171e-06 | 2634.69 | 1.5936e-06 | 3016 | 7.8509e-06
| 2088.72 | 5.6589e-06 | 2718.37 | 4.8625e-06 | 3024 | 8.3743e-06
| 2089.2 | 3.7365e-06 | 2808.02 | 8.0702e-06 | 3032 | 8.8977e-06
| 2089.67 | 3.8719e-06 | 2931.44 | 1.4271e-05 | 3040 | 9.4211e-06
| 2090.14 | 3.3304e-06 | 3054.86 | 3.0891e-05 | 3048 | 9.9445e-06
| 2090.62 | 4.0614e-06 | 3168 | 5.3784e-05 | 3056 | 9.9445e-06
| 2091.09 | 7.094e-06 | 3270.85 | 8.5033e-05 | 3064 | 1.0468e-05
| 2091.57 | 5.9838e-06 | 3358.27 | 0.00012253 | 3072 | 1.0991e-05
| 2092.04 | 6.7961e-06 | 3435.41 | 0.00016422 | 3080 | 1.1515e-05
| 2092.52 | 1.0695e-05 | 3502.26 | 0.000208 | 3088 | 1.2038e-05
| 2092.99 | 5.334e-06 | 3558.83 | 0.00025595 | 3096 | 1.2561e-05
| 2093.47 | 2.1358e-06 | 3615.4 | 0.00030181 | 3104 | 1.3085e-05
| 2093.94 | 5.5506e-06 | 3661.68 | 0.00034976 | 3112 | 1.3608e-05
| 2094.42 | 1.0614e-05 | 3713.1 | 0.00039981 | 3120 | 1.4132e-05
| 2094.89 | 6.6337e-06 | 3754.24 | 0.00044776 | 3128 | 1.4132e-05
| 2095.37 | 4.7654e-06 | 3800.53 | 0.00049781 | 3136 | 1.4655e-05
| 2095.85 | 1.0722e-05 | 3841.67 | 0.00054577 | 3144 | 1.5178e-05
| 2096.32 | 7.0669e-06 | 3882.81 | 0.00059581 | 3152 | 1.5702e-05
| 2096.8 | 1.0181e-05 | 3923.95 | 0.00064586 | 3160 | 1.6225e-05
| 2097.28 | 7.0398e-06 | 3965.09 | 0.00069381 | 3168 | 1.6749e-05
| 2097.75 | 7.094e-06 | 4006.23 | 0.00074385 | 3176 | 1.7272e-05
| 2098.23 | 4.8466e-06 | 4047.37 | 0.0007939 | 3184 | 1.7795e-05
| 2098.71 | 4.5488e-06 | 4093.65 | 0.00084186 | 3192 | 1.8319e-05
| 2099.19 | 7.9333e-06 | 4145.08 | 0.00088981 | 3200 | 1.8319e-05
| 2099.66 | 5.3069e-06 | 4201.64 | 0.00093568 | 3208 | 1.8842e-05
| 2100.14 | 4.3322e-06 | 4273.64 | 0.00097945 | 3216 | 1.9366e-05
| 2100.62 | 5.6589e-06 | 4316.33 | 0.0010033 | 3224 | 1.9889e-05
| 2101.1 | 7.5813e-06 | 4365.31 | 0.0010132 | 3232 | 2.0412e-05
| 2101.58 | 6.038e-06 | 4395.92 | 0.001019 | 3240 | 2.0936e-05
| 2102.06 | 4.4947e-06 | 4448.49 | 0.0010106 | 3248 | 2.1459e-05
| 2102.54 | 3.3575e-06 | 4485.71 | 0.00099411 | 3256 | 2.1983e-05
| 2103.02 | 6.5524e-06 | 4520.48 | 0.0009689 | 3264 | 2.2506e-05
| 2103.5 | 5.2257e-06 | 4566.76 | 0.00091881 | 3272 | 2.3029e-05
| 2103.98 | 7.6896e-06 | 4602.76 | 0.00087082 | 3280 | 2.3029e-05
| 2104.46 | 4.955e-06 | 4638.76 | 0.00081865 | 3288 | 2.3553e-05
| 2104.94 | 2.628e-06 | 4669.62 | 0.00076858 | 3296 | 2.4076e-05
| 2105.42 | 7.1752e-06 | 4700.47 | 0.0007185 | 3304 | 2.46e-05
| 2105.9 | 4.7925e-06 | 4731.33 | 0.00066841 | 3312 | 2.5123e-05
| 2106.38 | 7.1481e-06 | 4757.04 | 0.00061625 | 3320 | 2.5646e-05
| 2106.86 | 2.9784e-06 | 4787.89 | 0.00056618 | 3328 | 2.617e-05
| 2107.34 | 6.3358e-06 | 4818.75 | 0.0005161 | 3336 | 2.6693e-05
| 2107.83 | 5.0362e-06 | 4844.46 | 0.00046393 | 3344 | 2.7217e-05
| 2108.31 | 3.8719e-06 | 4875.32 | 0.00041386 | 3352 | 2.774e-05
| 2108.79 | 8.5019e-06 | 4906.17 | 0.00036378 | 3360 | 2.8263e-05
| 2109.27 | 7.6626e-06 | 4942.17 | 0.00031369 | 3368 | 2.8263e-05
| 2109.76 | 8.2041e-06 | 4978.17 | 0.00026362 | 3376 | 2.8787e-05
| 2110.24 | 9.937e-06 | 5024.45 | 0.00021353 | 3384 | 2.931e-05
| 2110.72 | 8.3395e-06 | 5070.73 | 0.00016553 | 3392 | 2.9833e-05
| 2111.21 | 5.0633e-06 | 5127.3 | 0.00011961 | 3400 | 3.0357e-05
| 2111.69 | 9.6662e-06 | 5199.3 | 7.5778e-05 | 3408 | 3.088e-05
| 2112.17 | 6.1734e-06 | 5291.86 | 4.0269e-05 | 3416 | 3.1404e-05
| 2112.66 | 5.8214e-06 | 5399.86 | 1.518e-05 | 3424 | 3.1927e-05
| 2113.14 | 9.0435e-06 | 5491.84 | 6.0373e-06 | 3432 | 3.245e-05
| 2113.63 | 4.8466e-06 | 5581.63 | -2.2882e-06 | 3440 | 3.2974e-05
| 2114.11 | 8.9352e-06 |  |  | 3448 | 3.3497e-05
| 2114.6 | 1.0533e-05 |  |  | 3456 | 3.3497e-05
| 2115.08 | 6.6066e-06 |  |  | 3464 | 3.4544e-05
| 2115.57 | 7.2023e-06 |  |  | 3472 | 3.5591e-05
| 2116.05 | 8.6373e-06 |  |  | 3480 | 3.6114e-05
| 2116.54 | 8.7998e-06 |  |  | 3488 | 3.7161e-05
| 2117.02 | 9.5308e-06 |  |  | 3496 | 3.8208e-05
| 2117.51 | 5.334e-06 |  |  | 3504 | 3.8731e-05
| 2118 | 6.1463e-06 |  |  | 3512 | 3.9778e-05
| 2118.48 | 8.7456e-06 |  |  | 3520 | 4.0825e-05
| 2118.97 | 4.9008e-06 |  |  | 3528 | 4.1348e-05
| 2119.46 | 6.1734e-06 |  |  | 3536 | 4.2395e-05
| 2119.94 | 5.8485e-06 |  |  | 3544 | 4.3442e-05
| 2120.43 | 7.825e-06 |  |  | 3552 | 4.3965e-05
| 2120.92 | 1.1832e-05 |  |  | 3560 | 4.5012e-05
| 2121.41 | 6.6878e-06 |  |  | 3568 | 4.6059e-05
| 2121.9 | 5.4965e-06 |  |  | 3576 | 4.6582e-05
| 2122.39 | 1.0749e-05 |  |  | 3584 | 4.7629e-05
| 2122.87 | 9.585e-06 |  |  | 3592 | 4.8676e-05
| 2123.36 | 6.5524e-06 |  |  | 3600 | 4.9199e-05
| 2123.85 | 7.1752e-06 |  |  | 3608 | 5.0246e-05
| 2124.34 | 7.2294e-06 |  |  | 3616 | 5.1293e-05
| 2124.83 | 6.038e-06 |  |  | 3624 | 5.2339e-05
| 2125.32 | 9.9641e-06 |  |  | 3632 | 5.3386e-05
| 2125.81 | 9.8557e-06 |  |  | 3640 | 5.4433e-05
| 2126.3 | 9.6933e-06 |  |  | 3648 | 5.6003e-05
| 2126.79 | 6.038e-06 |  |  | 3656 | 5.705e-05
| 2127.28 | 1.0749e-05 |  |  | 3664 | 5.8097e-05
| 2127.77 | 9.5038e-06 |  |  | 3672 | 5.9144e-05
| 2128.26 | 9.5038e-06 |  |  | 3680 | 6.0714e-05
| 2128.76 | 6.9586e-06 |  |  | 3688 | 6.1761e-05
| 2129.25 | 6.6337e-06 |  |  | 3696 | 6.2807e-05
| 2129.74 | 8.5832e-06 |  |  | 3704 | 6.4378e-05
| 2130.23 | 7.2023e-06 |  |  | 3712 | 6.5424e-05
| 2130.72 | 1.037e-05 |  |  | 3720 | 6.6471e-05
| 2131.22 | 8.3395e-06 |  |  | 3728 | 6.7518e-05
| 2131.71 | 1.1237e-05 |  |  | 3736 | 6.9088e-05
| 2132.2 | 8.6915e-06 |  |  | 3744 | 7.0135e-05
| 2132.7 | 1.1453e-05 |  |  | 3752 | 7.1182e-05
| 2133.19 | 7.798e-06 |  |  | 3760 | 7.2752e-05
| 2133.68 | 5.4423e-06 |  |  | 3768 | 7.4845e-05
| 2134.18 | 3.6824e-06 |  |  | 3776 | 7.6939e-05
| 2134.67 | 6.7149e-06 |  |  | 3784 | 7.8509e-05
| 2135.17 | 8.7456e-06 |  |  | 3792 | 8.0603e-05
| 2135.66 | 8.5561e-06 |  |  | 3800 | 8.2173e-05
| 2136.16 | 9.3413e-06 |  |  | 3808 | 8.4267e-05
| 2136.65 | 1.0343e-05 |  |  | 3816 | 8.636e-05
| 2137.15 | 1.0099e-05 |  |  | 3824 | 8.793e-05
| 2137.64 | 7.0398e-06 |  |  | 3832 | 9.0024e-05
| 2138.14 | 9.6121e-06 |  |  | 3840 | 9.1594e-05
| 2138.63 | 4.7925e-06 |  |  | 3848 | 9.3688e-05
| 2139.13 | 1.1128e-05 |  |  | 3856 | 9.5781e-05
| 2139.63 | 8.5019e-06 |  |  | 3864 | 9.7351e-05
| 2140.12 | 8.6644e-06 |  |  | 3872 | 9.9445e-05
| 2140.62 | 8.5561e-06 |  |  | 3880 | 0.00010154
| 2141.12 | 1.0722e-05 |  |  | 3888 | 0.00010311
| 2141.61 | 9.9911e-06 |  |  | 3896 | 0.00010468
| 2142.11 | 8.7727e-06 |  |  | 3904 | 0.00010677
| 2142.61 | 1.0885e-05 |  |  | 3912 | 0.00010834
| 2143.11 | 7.6626e-06 |  |  | 3920 | 0.00011044
| 2143.61 | 7.0398e-06 |  |  | 3928 | 0.00011201
| 2144.11 | 9.4496e-06 |  |  | 3936 | 0.0001141
| 2144.6 | 8.7185e-06 |  |  | 3944 | 0.00011567
| 2145.1 | 1.1859e-05 |  |  | 3952 | 0.00011776
| 2145.6 | 1.0424e-05 |  |  | 3960 | 0.00011933
| 2146.1 | 8.2583e-06 |  |  | 3968 | 0.0001209
| 2146.6 | 1.2428e-05 |  |  | 3976 | 0.000123
| 2147.1 | 1.0803e-05 |  |  | 3984 | 0.00012457
| 2147.6 | 1.2238e-05 |  |  | 3992 | 0.00012666
| 2148.1 | 1.1047e-05 |  |  | 4000 | 0.00012823
| 2148.6 | 7.5543e-06 |  |  | 4008 | 0.00013033
| 2149.1 | 5.7131e-06 |  |  | 4016 | 0.0001319
| 2149.6 | 1.3484e-05 |  |  | 4024 | 0.00013451
| 2150.11 | 1.1155e-05 |  |  | 4032 | 0.00013713
| 2150.61 | 1.3322e-05 |  |  | 4040 | 0.00013975
| 2151.11 | 9.6121e-06 |  |  | 4048 | 0.00014236
| 2151.61 | 8.4749e-06 |  |  | 4056 | 0.0001455
| 2152.11 | 1.037e-05 |  |  | 4064 | 0.00014812
| 2152.62 | 1.0181e-05 |  |  | 4072 | 0.00015074
| 2153.12 | 1.2184e-05 |  |  | 4080 | 0.00015388
| 2153.62 | 1.1182e-05 |  |  | 4088 | 0.00015649
| 2154.13 | 1.2157e-05 |  |  | 4096 | 0.00015911
| 2154.63 | 9.0164e-06 |  |  | 4104 | 0.00016173
| 2155.13 | 1.1697e-05 |  |  | 4112 | 0.00016487
| 2155.64 | 1.435e-05 |  |  | 4120 | 0.00016749
| 2156.14 | 1.2022e-05 |  |  | 4128 | 0.0001701
| 2156.65 | 1.2807e-05 |  |  | 4136 | 0.00017324
| 2157.15 | 8.1499e-06 |  |  | 4144 | 0.00017586
| 2157.66 | 1.2915e-05 |  |  | 4152 | 0.00017848
| 2158.16 | 1.0072e-05 |  |  | 4160 | 0.00018162
| 2158.67 | 8.9622e-06 |  |  | 4168 | 0.00018476
| 2159.17 | 1.1886e-05 |  |  | 4176 | 0.00018738
| 2159.68 | 9.4767e-06 |  |  | 4184 | 0.00019052
| 2160.18 | 8.177e-06 |  |  | 4192 | 0.00019366
| 2160.69 | 1.1534e-05 |  |  | 4200 | 0.00019627
| 2161.2 | 1.0289e-05 |  |  | 4208 | 0.00019941
| 2161.7 | 7.6626e-06 |  |  | 4216 | 0.00020255
| 2162.21 | 1.0722e-05 |  |  | 4224 | 0.00020517
| 2162.72 | 1.1886e-05 |  |  | 4232 | 0.00020831
| 2163.22 | 1.2049e-05 |  |  | 4240 | 0.00021145
| 2163.73 | 1.4594e-05 |  |  | 4248 | 0.00021407
| 2164.24 | 1.0966e-05 |  |  | 4256 | 0.00021721
| 2164.75 | 1.1047e-05 |  |  | 4264 | 0.00022035
| 2165.26 | 8.7727e-06 |  |  | 4272 | 0.00022297
| 2165.77 | 7.9604e-06 |  |  | 4280 | 0.00022611
| 2166.27 | 1.2509e-05 |  |  | 4288 | 0.00022925
| 2166.78 | 9.5308e-06 |  |  | 4296 | 0.00023186
| 2167.29 | 1.0993e-05 |  |  | 4304 | 0.000235
| 2167.8 | 9.0164e-06 |  |  | 4312 | 0.00023814
| 2168.31 | 1.4053e-05 |  |  | 4320 | 0.00024076
| 2168.82 | 9.8828e-06 |  |  | 4328 | 0.0002439
| 2169.33 | 1.0154e-05 |  |  | 4336 | 0.00024652
| 2169.84 | 1.3863e-05 |  |  | 4344 | 0.00024966
| 2170.35 | 1.2157e-05 |  |  | 4352 | 0.0002528
| 2170.87 | 1.1968e-05 |  |  | 4360 | 0.00025542
| 2171.38 | 9.3955e-06 |  |  | 4368 | 0.00025856
| 2171.89 | 1.0154e-05 |  |  | 4376 | 0.0002617
| 2172.4 | 9.6662e-06 |  |  | 4384 | 0.00026431
| 2172.91 | 1.4621e-05 |  |  | 4392 | 0.00026745
| 2173.42 | 1.2834e-05 |  |  | 4400 | 0.00027059
| 2173.94 | 1.4648e-05 |  |  | 4408 | 0.00027321
| 2174.45 | 1.2509e-05 |  |  | 4416 | 0.00027635
| 2174.96 | 1.0479e-05 |  |  | 4424 | 0.00028002
| 2175.48 | 1.1886e-05 |  |  | 4432 | 0.00028368
| 2175.99 | 1.3863e-05 |  |  | 4440 | 0.00028734
| 2176.5 | 1.297e-05 |  |  | 4448 | 0.00029101
| 2177.02 | 1.3024e-05 |  |  | 4456 | 0.00029467
| 2177.53 | 1.8493e-05 |  |  | 4464 | 0.00029833
| 2178.05 | 1.1399e-05 |  |  | 4472 | 0.000302
| 2178.56 | 1.4865e-05 |  |  | 4480 | 0.00030566
| 2179.08 | 1.4161e-05 |  |  | 4488 | 0.00030933
| 2179.59 | 1.2699e-05 |  |  | 4496 | 0.00031299
| 2180.11 | 1.2645e-05 |  |  | 4504 | 0.00031665
| 2180.62 | 1.278e-05 |  |  | 4512 | 0.00032032
| 2181.14 | 1.4811e-05 |  |  | 4520 | 0.00032398
| 2181.66 | 1.584e-05 |  |  | 4528 | 0.00032764
| 2182.17 | 1.2888e-05 |  |  | 4536 | 0.00033131
| 2182.69 | 1.0858e-05 |  |  | 4544 | 0.00033497
| 2183.2 | 1.3565e-05 |  |  | 4552 | 0.00033864
| 2183.72 | 1.1616e-05 |  |  | 4560 | 0.0003423
| 2184.24 | 1.3728e-05 |  |  | 4568 | 0.00034596
| 2184.76 | 1.1914e-05 |  |  | 4576 | 0.00034963
| 2185.28 | 1.278e-05 |  |  | 4584 | 0.00035329
| 2185.79 | 1.324e-05 |  |  | 4592 | 0.00035695
| 2186.31 | 1.0235e-05 |  |  | 4600 | 0.00036062
| 2186.83 | 1.4188e-05 |  |  | 4608 | 0.00036376
| 2187.35 | 1.3755e-05 |  |  | 4616 | 0.0003669
| 2187.87 | 1.5704e-05 |  |  | 4624 | 0.00037004
| 2188.39 | 1.1751e-05 |  |  | 4632 | 0.00037318
| 2188.91 | 1.4973e-05 |  |  | 4640 | 0.00037632
| 2189.43 | 1.3051e-05 |  |  | 4648 | 0.00037946
| 2189.95 | 1.4188e-05 |  |  | 4656 | 0.0003826
| 2190.47 | 1.1291e-05 |  |  | 4664 | 0.00038627
| 2190.99 | 1.2455e-05 |  |  | 4672 | 0.00038941
| 2191.51 | 1.5136e-05 |  |  | 4680 | 0.00039255
| 2192.03 | 1.389e-05 |  |  | 4688 | 0.00039569
| 2192.55 | 8.9081e-06 |  |  | 4696 | 0.00039883
| 2193.07 | 1.148e-05 |  |  | 4704 | 0.00040197
| 2193.59 | 1.3809e-05 |  |  | 4712 | 0.00040511
| 2194.12 | 1.6923e-05 |  |  | 4720 | 0.00040825
| 2194.64 | 1.741e-05 |  |  | 4728 | 0.00041139
| 2195.16 | 1.4377e-05 |  |  | 4736 | 0.00041453
| 2195.69 | 1.3051e-05 |  |  | 4744 | 0.00041819
| 2196.21 | 1.0451e-05 |  |  | 4752 | 0.00042133
| 2196.73 | 1.2618e-05 |  |  | 4760 | 0.000425
| 2197.26 | 1.5379e-05 |  |  | 4768 | 0.00042866
| 2197.78 | 1.2536e-05 |  |  | 4776 | 0.0004318
| 2198.3 | 1.7654e-05 |  |  | 4784 | 0.00043546
| 2198.83 | 1.2915e-05 |  |  | 4792 | 0.00043913
| 2199.35 | 1.102e-05 |  |  | 4800 | 0.00044227
| 2199.88 | 1.2238e-05 |  |  | 4808 | 0.00044593
| 2200.4 | 1.6219e-05 |  |  | 4816 | 0.00044907
| 2200.93 | 1.5163e-05 |  |  | 4824 | 0.00045274
| 2201.45 | 1.5352e-05 |  |  | 4832 | 0.00045588
| 2201.98 | 1.4648e-05 |  |  | 4840 | 0.00045902
| 2202.5 | 1.7762e-05 |  |  | 4848 | 0.00046163
| 2203.03 | 1.6273e-05 |  |  | 4856 | 0.00046425
| 2203.56 | 1.8249e-05 |  |  | 4864 | 0.00046739
| 2204.08 | 1.7139e-05 |  |  | 4872 | 0.00047001
| 2204.61 | 1.3538e-05 |  |  | 4880 | 0.00047263
| 2205.14 | 1.6896e-05 |  |  | 4888 | 0.00047524
| 2205.67 | 1.6977e-05 |  |  | 4896 | 0.00047838
| 2206.19 | 1.5515e-05 |  |  | 4904 | 0.000481
| 2206.72 | 1.5623e-05 |  |  | 4912 | 0.00048362
| 2207.25 | 1.4811e-05 |  |  | 4920 | 0.00048676
| 2207.78 | 1.4296e-05 |  |  | 4928 | 0.00048937
| 2208.31 | 1.741e-05 |  |  | 4936 | 0.00049147
| 2208.84 | 1.9143e-05 |  |  | 4944 | 0.00049304
| 2209.37 | 1.4648e-05 |  |  | 4952 | 0.00049513
| 2209.9 | 1.3024e-05 |  |  | 4960 | 0.0004967
| 2210.43 | 1.3349e-05 |  |  | 4968 | 0.00049827
| 2210.96 | 1.2347e-05 |  |  | 4976 | 0.00049984
| 2211.49 | 1.6273e-05 |  |  | 4984 | 0.00050194
| 2212.02 | 1.5406e-05 |  |  | 4992 | 0.00050351
| 2212.55 | 1.3267e-05 |  |  | 5000 | 0.00050508
| 2213.08 | 1.4242e-05 |  |  | 5008 | 0.00050665
| 2213.61 | 1.3971e-05 |  |  | 5016 | 0.00050874
| 2214.14 | 1.5325e-05 |  |  | 5024 | 0.00050979
| 2214.68 | 1.5217e-05 |  |  | 5032 | 0.00051083
| 2215.21 | 1.5677e-05 |  |  | 5040 | 0.0005124
| 2215.74 | 1.5867e-05 |  |  | 5048 | 0.00051345
| 2216.27 | 1.7897e-05 |  |  | 5056 | 0.00051502
| 2216.81 | 1.519e-05 |  |  | 5064 | 0.00051607
| 2217.34 | 1.6219e-05 |  |  | 5072 | 0.00051711
| 2217.87 | 1.7139e-05 |  |  | 5080 | 0.00051764
| 2218.41 | 1.6002e-05 |  |  | 5088 | 0.00051764
| 2218.94 | 1.408e-05 |  |  | 5096 | 0.00051816
| 2219.47 | 1.9901e-05 |  |  | 5104 | 0.00051868
| 2220.01 | 1.4865e-05 |  |  | 5112 | 0.00051868
| 2220.54 | 2.2419e-05 |  |  | 5120 | 0.00051921
| 2221.08 | 1.8331e-05 |  |  | 5128 | 0.00051973
| 2221.61 | 1.8087e-05 |  |  | 5136 | 0.00051973
| 2222.15 | 1.5813e-05 |  |  | 5144 | 0.00051973
| 2222.69 | 1.6598e-05 |  |  | 5152 | 0.00051921
| 2223.22 | 1.8899e-05 |  |  | 5160 | 0.00051868
| 2223.76 | 1.9955e-05 |  |  | 5168 | 0.00051816
| 2224.29 | 1.8818e-05 |  |  | 5176 | 0.00051764
| 2224.83 | 1.8493e-05 |  |  | 5184 | 0.00051711
| 2225.37 | 1.806e-05 |  |  | 5192 | 0.00051659
| 2225.9 | 1.6354e-05 |  |  | 5200 | 0.00051607
| 2226.44 | 1.7952e-05 |  |  | 5208 | 0.00051502
| 2226.98 | 2.0388e-05 |  |  | 5216 | 0.00051397
| 2227.52 | 1.9116e-05 |  |  | 5224 | 0.00051293
| 2228.06 | 1.8195e-05 |  |  | 5232 | 0.00051188
| 2228.6 | 2.2094e-05 |  |  | 5240 | 0.00051083
| 2229.13 | 1.8547e-05 |  |  | 5248 | 0.00050979
| 2229.67 | 1.9251e-05 |  |  | 5256 | 0.00050822
| 2230.21 | 1.5677e-05 |  |  | 5264 | 0.00050717
| 2230.75 | 1.6408e-05 |  |  | 5272 | 0.0005056
| 2231.29 | 2.0524e-05 |  |  | 5280 | 0.00050403
| 2231.83 | 1.6571e-05 |  |  | 5288 | 0.00050246
| 2232.37 | 1.7545e-05 |  |  | 5296 | 0.00050089
| 2232.91 | 1.8466e-05 |  |  | 5304 | 0.00049879
| 2233.46 | 1.7654e-05 |  |  | 5312 | 0.0004967
| 2234 | 1.9847e-05 |  |  | 5320 | 0.00049408
| 2234.54 | 2.2555e-05 |  |  | 5328 | 0.00049199
| 2235.08 | 1.5677e-05 |  |  | 5336 | 0.00048937
| 2235.62 | 2.0063e-05 |  |  | 5344 | 0.00048728
| 2236.16 | 2.2148e-05 |  |  | 5352 | 0.00048466
| 2236.71 | 1.8574e-05 |  |  | 5360 | 0.00048205
| 2237.25 | 1.5e-05 |  |  | 5368 | 0.00047838
| 2237.79 | 2.2934e-05 |  |  | 5376 | 0.00047524
| 2238.34 | 1.9197e-05 |  |  | 5384 | 0.0004721
| 2238.88 | 1.7816e-05 |  |  | 5392 | 0.00046844
| 2239.42 | 2.1742e-05 |  |  | 5400 | 0.0004653
| 2239.97 | 2.0009e-05 |  |  | 5408 | 0.00046111
| 2240.51 | 2.0091e-05 |  |  | 5416 | 0.0004564
| 2241.06 | 1.9793e-05 |  |  | 5424 | 0.00045221
| 2241.6 | 1.9576e-05 |  |  | 5432 | 0.0004475
| 2242.15 | 1.8358e-05 |  |  | 5440 | 0.00044279
| 2242.69 | 2.4937e-05 |  |  | 5448 | 0.00043808
| 2243.24 | 2.2419e-05 |  |  | 5456 | 0.00043337
| 2243.78 | 2.0497e-05 |  |  | 5464 | 0.00042918
| 2244.33 | 1.9793e-05 |  |  | 5472 | 0.00042447
| 2244.88 | 2.4964e-05 |  |  | 5480 | 0.00042029
| 2245.42 | 2.1986e-05 |  |  | 5488 | 0.0004161
| 2245.97 | 1.9495e-05 |  |  | 5496 | 0.00041139
| 2246.52 | 2.0307e-05 |  |  | 5504 | 0.00040668
| 2247.07 | 2.3556e-05 |  |  | 5512 | 0.00040249
| 2247.61 | 1.9739e-05 |  |  | 5520 | 0.00039778
| 2248.16 | 2.2609e-05 |  |  | 5528 | 0.00039359
| 2248.71 | 2.0903e-05 |  |  | 5536 | 0.00038888
| 2249.26 | 1.8006e-05 |  |  | 5544 | 0.00038417
| 2249.81 | 2.4125e-05 |  |  | 5552 | 0.00037737
| 2250.36 | 1.9062e-05 |  |  | 5560 | 0.00037056
| 2250.91 | 2.2744e-05 |  |  | 5568 | 0.00036376
| 2251.46 | 2.0822e-05 |  |  | 5576 | 0.00035695
| 2252.01 | 2.1174e-05 |  |  | 5584 | 0.00035015
| 2252.56 | 2.0497e-05 |  |  | 5592 | 0.00034439
| 2253.11 | 2.1932e-05 |  |  | 5600 | 0.00033916
| 2253.66 | 1.9549e-05 |  |  | 5608 | 0.0003334
| 2254.21 | 2.2961e-05 |  |  | 5616 | 0.00032817
| 2254.76 | 2.2717e-05 |  |  | 5624 | 0.00032241
| 2255.31 | 2.3502e-05 |  |  | 5632 | 0.00031665
| 2255.86 | 2.1688e-05 |  |  | 5640 | 0.00030985
| 2256.42 | 2.0361e-05 |  |  | 5648 | 0.00030357
| 2256.97 | 2.2663e-05 |  |  | 5656 | 0.00029676
| 2257.52 | 2.1986e-05 |  |  | 5664 | 0.00029048
| 2258.07 | 2.5343e-05 |  |  | 5672 | 0.00028525
| 2258.63 | 2.2148e-05 |  |  | 5680 | 0.00028002
| 2259.18 | 2.4423e-05 |  |  | 5688 | 0.00027478
| 2259.73 | 2.047e-05 |  |  | 5696 | 0.00026955
| 2260.29 | 2.25e-05 |  |  | 5704 | 0.00026431
| 2260.84 | 2.1363e-05 |  |  | 5712 | 0.00025908
| 2261.4 | 2.2148e-05 |  |  | 5720 | 0.00025385
| 2261.95 | 2.4775e-05 |  |  | 5728 | 0.00024861
| 2262.51 | 2.1174e-05 |  |  | 5736 | 0.00024338
| 2263.06 | 2.2717e-05 |  |  | 5744 | 0.00023814
| 2263.62 | 2.2636e-05 |  |  | 5752 | 0.00023343
| 2264.17 | 2.3204e-05 |  |  | 5760 | 0.0002282
| 2264.73 | 2.3394e-05 |  |  | 5768 | 0.00022297
| 2265.29 | 2.1526e-05 |  |  | 5776 | 0.00021878
| 2265.84 | 2.3962e-05 |  |  | 5784 | 0.00021512
| 2266.4 | 2.6237e-05 |  |  | 5792 | 0.00021145
| 2266.96 | 2.0578e-05 |  |  | 5800 | 0.00020779
| 2267.52 | 2.6101e-05 |  |  | 5808 | 0.00020412
| 2268.07 | 2.2555e-05 |  |  | 5816 | 0.00020046
| 2268.63 | 2.3015e-05 |  |  | 5824 | 0.0001968
| 2269.19 | 2.334e-05 |  |  | 5832 | 0.00019313
| 2269.75 | 2.4342e-05 |  |  | 5840 | 0.00018947
| 2270.31 | 2.361e-05 |  |  | 5848 | 0.00018581
| 2270.87 | 2.537e-05 |  |  | 5856 | 0.00018162
| 2271.43 | 2.5452e-05 |  |  | 5864 | 0.00017795
| 2271.99 | 2.3638e-05 |  |  | 5872 | 0.00017377
| 2272.55 | 2.5262e-05 |  |  | 5880 | 0.0001701
| 2273.11 | 2.6101e-05 |  |  | 5888 | 0.00016592
| 2273.67 | 2.4396e-05 |  |  | 5896 | 0.00016225
| 2274.23 | 2.6426e-05 |  |  | 5904 | 0.00015807
| 2274.79 | 2.4206e-05 |  |  | 5912 | 0.0001544
| 2275.35 | 2.9269e-05 |  |  | 5920 | 0.00015021
| 2275.91 | 2.4991e-05 |  |  | 5928 | 0.0001476
| 2276.48 | 2.1553e-05 |  |  | 5936 | 0.00014446
| 2277.04 | 2.3908e-05 |  |  | 5944 | 0.00014184
| 2277.6 | 2.4964e-05 |  |  | 5952 | 0.0001387
| 2278.16 | 2.25e-05 |  |  | 5960 | 0.00013608
| 2278.73 | 2.3177e-05 |  |  | 5968 | 0.00013294
| 2279.29 | 2.2961e-05 |  |  | 5976 | 0.00013033
| 2279.85 | 2.5073e-05 |  |  | 5984 | 0.00012718
| 2280.42 | 2.3556e-05 |  |  | 5992 | 0.00012457
| 2280.98 | 2.5939e-05 |  |  | 6000 | 0.00012038
| 2281.55 | 2.4694e-05 |  |  | 6008 | 0.00011776
| 2282.11 | 2.3665e-05 |  |  | 6016 | 0.00011567
| 2282.68 | 2.6968e-05 |  |  | 6024 | 0.00011358
| 2283.24 | 2.5614e-05 |  |  | 6032 | 0.00011148
| 2283.81 | 2.5506e-05 |  |  | 6040 | 0.00010887
| 2284.37 | 2.6535e-05 |  |  | 6048 | 0.00010677
| 2284.94 | 2.6995e-05 |  |  | 6056 | 0.00010468
| 2285.51 | 2.7022e-05 |  |  | 6064 | 0.00010259
| 2286.07 | 2.7347e-05 |  |  | 6072 | 9.9968e-05
| 2286.64 | 2.6453e-05 |  |  | 6080 | 9.7875e-05
| 2287.21 | 2.6264e-05 |  |  | 6088 | 9.5781e-05
| 2287.77 | 2.7672e-05 |  |  | 6096 | 9.3688e-05
| 2288.34 | 3.2843e-05 |  |  | 6104 | 9.1594e-05
| 2288.91 | 2.7185e-05 |  |  | 6112 | 9.0024e-05
| 2289.48 | 2.9621e-05 |  |  | 6120 | 8.793e-05
| 2290.05 | 2.4694e-05 |  |  | 6128 | 8.636e-05
| 2290.62 | 2.602e-05 |  |  | 6136 | 8.4267e-05
| 2291.19 | 2.8782e-05 |  |  | 6144 | 8.2696e-05
| 2291.76 | 3.0623e-05 |  |  | 6152 | 8.0603e-05
| 2292.33 | 2.9134e-05 |  |  | 6160 | 7.9033e-05
| 2292.9 | 2.4721e-05 |  |  | 6168 | 7.6939e-05
| 2293.47 | 2.4883e-05 |  |  | 6176 | 7.5369e-05
| 2294.04 | 2.4098e-05 |  |  | 6184 | 7.3275e-05
| 2294.61 | 2.973e-05 |  |  | 6192 | 7.1705e-05
| 2295.18 | 2.9676e-05 |  |  | 6200 | 6.9611e-05
| 2295.75 | 2.6589e-05 |  |  | 6208 | 6.8041e-05
| 2296.32 | 2.9026e-05 |  |  | 6216 | 6.6994e-05
| 2296.9 | 3.3629e-05 |  |  | 6224 | 6.5948e-05
| 2297.47 | 2.8322e-05 |  |  | 6232 | 6.4901e-05
| 2298.04 | 3.0948e-05 |  |  | 6240 | 6.3854e-05
| 2298.61 | 2.7726e-05 |  |  | 6248 | 6.2807e-05
| 2299.19 | 2.9161e-05 |  |  | 6256 | 6.1761e-05
| 2299.76 | 2.537e-05 |  |  | 6264 | 6.0714e-05
| 2300.33 | 2.6264e-05 |  |  | 6272 | 5.9667e-05
| 2300.91 | 2.9296e-05 |  |  | 6280 | 5.862e-05
| 2301.48 | 2.6562e-05 |  |  | 6288 | 5.7573e-05
| 2302.06 | 2.9269e-05 |  |  | 6296 | 5.6527e-05
| 2302.63 | 2.9594e-05 |  |  | 6304 | 5.548e-05
| 2303.21 | 2.7889e-05 |  |  | 6312 | 5.4433e-05
| 2303.78 | 2.8186e-05 |  |  | 6320 | 5.3386e-05
| 2304.36 | 2.4585e-05 |  |  | 6328 | 5.2339e-05
| 2304.94 | 2.8349e-05 |  |  | 6336 | 5.1293e-05
| 2305.51 | 3.0055e-05 |  |  | 6344 | 5.0246e-05
| 2306.09 | 3.1706e-05 |  |  | 6352 | 4.9722e-05
| 2306.67 | 2.9594e-05 |  |  | 6360 | 4.8676e-05
| 2307.24 | 2.7076e-05 |  |  | 6368 | 4.7629e-05
| 2307.82 | 2.9269e-05 |  |  | 6376 | 4.6582e-05
| 2308.4 | 2.6562e-05 |  |  | 6384 | 4.5535e-05
| 2308.98 | 3.1733e-05 |  |  | 6392 | 4.5012e-05
| 2309.56 | 3.4495e-05 |  |  | 6400 | 4.3965e-05
| 2310.13 | 3.0894e-05 |  |  | 6408 | 4.2918e-05
| 2310.71 | 3.3277e-05 |  |  | 6416 | 4.1872e-05
| 2311.29 | 3.0732e-05 |  |  | 6424 | 4.1348e-05
| 2311.87 | 2.973e-05 |  |  | 6432 | 4.0825e-05
| 2312.45 | 3.4008e-05 |  |  | 6440 | 4.0301e-05
| 2313.03 | 3.0813e-05 |  |  | 6448 | 4.0301e-05
| 2313.61 | 2.5831e-05 |  |  | 6456 | 4.0301e-05
| 2314.19 | 3.1327e-05 |  |  | 6464 | 4.0301e-05
| 2314.77 | 3.6986e-05 |  |  | 6472 | 3.9778e-05
| 2315.36 | 3.2085e-05 |  |  | 6480 | 3.9778e-05
| 2315.94 | 3.2573e-05 |  |  | 6488 | 3.9778e-05
| 2316.52 | 3.2816e-05 |  |  | 6496 | 3.9255e-05
| 2317.1 | 3.1571e-05 |  |  | 6504 | 3.9255e-05
| 2317.68 | 3.4955e-05 |  |  | 6512 | 3.9255e-05
| 2318.27 | 2.9486e-05 |  |  | 6520 | 3.8731e-05
| 2318.85 | 3.3331e-05 |  |  | 6528 | 3.8731e-05
| 2319.43 | 3.2708e-05 |  |  | 6536 | 3.8731e-05
| 2320.02 | 3.2979e-05 |  |  | 6544 | 3.8731e-05
| 2320.6 | 3.7474e-05 |  |  | 6552 | 3.8208e-05
| 2321.19 | 3.5253e-05 |  |  | 6560 | 3.8208e-05
| 2321.77 | 3.7501e-05 |  |  | 6568 | 3.8208e-05
| 2322.36 | 3.4008e-05 |  |  | 6576 | 3.7684e-05
| 2322.94 | 3.176e-05 |  |  | 6584 | 3.7684e-05
| 2323.53 | 3.4685e-05 |  |  | 6592 | 3.7684e-05
| 2324.11 | 3.2085e-05 |  |  | 6600 | 3.7684e-05
| 2324.7 | 3.371e-05 |  |  | 6608 | 3.7161e-05
| 2325.28 | 3.7582e-05 |  |  | 6616 | 3.7161e-05
| 2325.87 | 3.2816e-05 |  |  | 6624 | 3.7161e-05
| 2326.46 | 3.5334e-05 |  |  | 6632 | 3.6638e-05
| 2327.05 | 3.3954e-05 |  |  | 6640 | 3.6638e-05
| 2327.63 | 3.4197e-05 |  |  | 6648 | 3.6638e-05
| 2328.22 | 3.6309e-05 |  |  | 6656 | 3.6114e-05
| 2328.81 | 4.0587e-05 |  |  | 6664 | 3.6114e-05
| 2329.4 | 3.5822e-05 |  |  | 6672 | 3.6114e-05
| 2329.99 | 3.5714e-05 |  |  | 6680 | 3.6114e-05
| 2330.58 | 3.2735e-05 |  |  | 6688 | 3.5591e-05
| 2331.16 | 3.5037e-05 |  |  | 6696 | 3.5591e-05
| 2331.75 | 3.7067e-05 |  |  | 6704 | 3.5591e-05
| 2332.34 | 3.6824e-05 |  |  | 6712 | 3.5067e-05
| 2332.93 | 3.8394e-05 |  |  | 6720 | 3.5067e-05
| 2333.53 | 3.3954e-05 |  |  | 6728 | 3.5067e-05
| 2334.12 | 3.8773e-05 |  |  | 6736 | 3.5067e-05
| 2334.71 | 3.9802e-05 |  |  | 6744 | 3.4544e-05
| 2335.3 | 3.5524e-05 |  |  | 6752 | 3.4544e-05
| 2335.89 | 3.4901e-05 |  |  | 6760 | 3.4544e-05
| 2336.48 | 3.8448e-05 |  |  | 6768 | 3.4544e-05
| 2337.07 | 3.5037e-05 |  |  | 6776 | 3.4544e-05
| 2337.67 | 3.7717e-05 |  |  | 6784 | 3.4544e-05
| 2338.26 | 3.7257e-05 |  |  | 6792 | 3.4544e-05
| 2338.85 | 3.6445e-05 |  |  | 6800 | 3.4544e-05
| 2339.45 | 3.6878e-05 |  |  | 6808 | 3.4544e-05
| 2340.04 | 3.4306e-05 |  |  | 6816 | 3.4544e-05
| 2340.63 | 3.8015e-05 |  |  | 6824 | 3.4544e-05
| 2341.23 | 3.8909e-05 |  |  | 6832 | 3.4544e-05
| 2341.82 | 3.7609e-05 |  |  | 6840 | 3.4544e-05
| 2342.42 | 3.6661e-05 |  |  | 6848 | 3.4544e-05
| 2343.02 | 3.593e-05 |  |  | 6856 | 3.4544e-05
| 2343.61 | 3.352e-05 |  |  | 6864 | 3.4544e-05
| 2344.21 | 3.4955e-05 |  |  | 6872 | 3.4544e-05
| 2344.8 | 4.0046e-05 |  |  | 6880 | 3.4544e-05
| 2345.4 | 3.704e-05 |  |  | 6888 | 3.4544e-05
| 2346 | 3.7013e-05 |  |  | 6896 | 3.4544e-05
| 2346.59 | 3.945e-05 |  |  | 6904 | 3.4544e-05
| 2347.19 | 3.8719e-05 |  |  | 6912 | 3.4544e-05
| 2347.79 | 4.0289e-05 |  |  | 6920 | 3.4544e-05
| 2348.39 | 4.056e-05 |  |  | 6928 | 3.4544e-05
| 2348.98 | 4.0262e-05 |  |  | 6936 | 3.4544e-05
| 2349.58 | 3.8015e-05 |  |  | 6944 | 3.4544e-05
| 2350.18 | 4.0912e-05 |  |  | 6952 | 3.4544e-05
| 2350.78 | 3.8827e-05 |  |  | 6960 | 3.4544e-05
| 2351.38 | 4.1264e-05 |  |  | 6968 | 3.4544e-05
| 2351.98 | 4.1291e-05 |  |  | 6976 | 3.4544e-05
| 2352.58 | 3.7853e-05 |  |  | 6984 | 3.4544e-05
| 2353.18 | 3.8719e-05 |  |  | 6992 | 3.4544e-05
| 2353.78 | 3.8286e-05 |  |  | 7000 | 3.5067e-05
| 2354.38 | 3.9613e-05 |  |  | 7008 | 3.5067e-05
| 2354.99 | 4.1724e-05 |  |  | 7016 | 3.5067e-05
| 2355.59 | 4.3566e-05 |  |  | 7024 | 3.5067e-05
| 2356.19 | 4.4703e-05 |  |  | 7032 | 3.5067e-05
| 2356.79 | 4.2456e-05 |  |  | 7040 | 3.5067e-05
| 2357.39 | 4.1048e-05 |  |  | 7048 | 3.5591e-05
| 2358 | 3.9775e-05 |  |  | 7056 | 3.5591e-05
| 2358.6 | 4.4107e-05 |  |  | 7064 | 3.5591e-05
| 2359.21 | 4.0966e-05 |  |  | 7072 | 3.5591e-05
| 2359.81 | 4.343e-05 |  |  | 7080 | 3.5591e-05
| 2360.41 | 4.2808e-05 |  |  | 7088 | 3.6114e-05
| 2361.02 | 4.2699e-05 |  |  | 7096 | 3.6114e-05
| 2361.62 | 4.1968e-05 |  |  | 7104 | 3.6114e-05
| 2362.23 | 4.4649e-05 |  |  | 7112 | 3.6114e-05
| 2362.83 | 4.1562e-05 |  |  | 7120 | 3.6114e-05
| 2363.44 | 4.3322e-05 |  |  | 7128 | 3.6114e-05
| 2364.04 | 4.0452e-05 |  |  | 7136 | 3.6638e-05
| 2364.65 | 4.2239e-05 |  |  | 7144 | 3.6638e-05
| 2365.26 | 4.4703e-05 |  |  | 7152 | 3.6638e-05
| 2365.86 | 4.6517e-05 |  |  | 7160 | 3.6638e-05
| 2366.47 | 4.343e-05 |  |  | 7168 | 3.6638e-05
| 2367.08 | 5.0308e-05 |  |  | 7176 | 3.7161e-05
| 2367.69 | 4.7681e-05 |  |  | 7184 | 3.7161e-05
| 2368.3 | 4.4378e-05 |  |  | 7192 | 3.7161e-05
| 2368.9 | 4.3403e-05 |  |  | 7200 | 3.7161e-05
| 2369.51 | 4.9225e-05 |  |  | 7208 | 3.7161e-05
| 2370.12 | 4.3972e-05 |  |  | 7216 | 3.7161e-05
| 2370.73 | 4.4919e-05 |  |  | 7224 | 3.7684e-05
| 2371.34 | 4.9089e-05 |  |  | 7232 | 3.7684e-05
| 2371.95 | 5.0497e-05 |  |  | 7240 | 3.7684e-05
| 2372.56 | 4.3755e-05 |  |  | 7248 | 3.7684e-05
| 2373.17 | 4.6571e-05 |  |  | 7256 | 3.7684e-05
| 2373.78 | 4.7113e-05 |  |  | 7264 | 3.8208e-05
| 2374.4 | 4.7004e-05 |  |  | 7272 | 3.8208e-05
| 2375.01 | 4.9495e-05 |  |  | 7280 | 3.8208e-05
| 2375.62 | 4.8277e-05 |  |  | 7288 | 3.8208e-05
| 2376.23 | 4.89e-05 |  |  | 7296 | 3.8208e-05
| 2376.84 | 4.8412e-05 |  |  | 7304 | 3.8208e-05
| 2377.46 | 4.7194e-05 |  |  | 7312 | 3.8731e-05
| 2378.07 | 4.7004e-05 |  |  | 7320 | 3.8731e-05
| 2378.69 | 4.8087e-05
| 2379.3 | 4.6544e-05
| 2379.91 | 5.0037e-05
| 2380.53 | 5.0876e-05
| 2381.14 | 4.8791e-05
| 2381.76 | 4.9685e-05
| 2382.37 | 4.649e-05
| 2382.99 | 5.1147e-05
| 2383.61 | 5.0741e-05
| 2384.22 | 5.1093e-05
| 2384.84 | 5.0281e-05
| 2385.46 | 5.0578e-05
| 2386.07 | 5.1147e-05
| 2386.69 | 5.0714e-05
| 2387.31 | 5.0253e-05
| 2387.93 | 4.6544e-05
| 2388.55 | 5.0741e-05
| 2389.17 | 5.1445e-05
| 2389.78 | 5.0741e-05
| 2390.4 | 5.0389e-05
| 2391.02 | 5.3367e-05
| 2391.64 | 5.3773e-05
| 2392.27 | 5.1391e-05
| 2392.89 | 5.2176e-05
| 2393.51 | 5.001e-05
| 2394.13 | 5.3259e-05
| 2394.75 | 5.112e-05
| 2395.37 | 5.2311e-05
| 2396 | 5.7347e-05
| 2396.62 | 5.3367e-05
| 2397.24 | 5.6237e-05
| 2397.87 | 5.5208e-05
| 2398.49 | 5.3611e-05
| 2399.11 | 5.269e-05
| 2399.74 | 5.9866e-05
| 2400.36 | 5.6183e-05
| 2400.99 | 5.4504e-05
| 2401.61 | 5.6968e-05
| 2402.24 | 5.5858e-05
| 2402.87 | 5.7104e-05
| 2403.49 | 5.9595e-05
| 2404.12 | 5.3936e-05
| 2404.75 | 5.8051e-05
| 2405.37 | 5.5317e-05
| 2406 | 5.7916e-05
| 2406.63 | 5.5236e-05
| 2407.26 | 5.5723e-05
| 2407.89 | 5.6129e-05
| 2408.52 | 6.1138e-05
| 2409.15 | 5.7835e-05
| 2409.78 | 5.9162e-05
| 2410.41 | 6.1138e-05
| 2411.04 | 6.0488e-05
| 2411.67 | 5.8051e-05
| 2412.3 | 5.4911e-05
| 2412.93 | 6.2384e-05
| 2413.56 | 6.2627e-05
| 2414.19 | 6.0949e-05
| 2414.83 | 6.2113e-05
| 2415.46 | 6.1382e-05
| 2416.09 | 5.9757e-05
| 2416.72 | 5.9893e-05
| 2417.36 | 6.2248e-05
| 2417.99 | 5.9351e-05
| 2418.63 | 6.8043e-05
| 2419.26 | 6.103e-05
| 2419.9 | 6.2411e-05
| 2420.53 | 6.1761e-05
| 2421.17 | 6.0624e-05
| 2421.8 | 6.3765e-05
| 2422.44 | 5.8755e-05
| 2423.08 | 6.5633e-05
| 2423.71 | 6.4171e-05
| 2424.35 | 6.3061e-05
| 2424.99 | 6.2709e-05
| 2425.63 | 6.3494e-05
| 2426.27 | 6.2573e-05
| 2426.9 | 6.7474e-05
| 2427.54 | 6.0813e-05
| 2428.18 | 6.6797e-05
| 2428.82 | 6.2275e-05
| 2429.46 | 6.9748e-05
| 2430.1 | 7.0534e-05
| 2430.74 | 6.4793e-05
| 2431.39 | 6.8557e-05
| 2432.03 | 6.5416e-05
| 2432.67 | 6.6689e-05
| 2433.31 | 6.9748e-05
| 2433.95 | 6.8909e-05
| 2434.6 | 7.2754e-05
| 2435.24 | 7.0127e-05
| 2435.88 | 6.9721e-05
| 2436.53 | 6.7664e-05
| 2437.17 | 6.8232e-05
| 2437.81 | 7.3025e-05
| 2438.46 | 6.9532e-05
| 2439.1 | 6.7718e-05
| 2439.75 | 7.1481e-05
| 2440.4 | 7.0669e-05
| 2441.04 | 6.9532e-05
| 2441.69 | 6.9396e-05
| 2442.34 | 6.9613e-05
| 2442.98 | 7.3729e-05
| 2443.63 | 6.8015e-05
| 2444.28 | 7.0182e-05
| 2444.93 | 7.5137e-05
| 2445.58 | 7.1048e-05
| 2446.22 | 7.2456e-05
| 2446.87 | 7.7276e-05
| 2447.52 | 6.807e-05
| 2448.17 | 7.6355e-05
| 2448.82 | 7.4135e-05
| 2449.47 | 7.5489e-05
| 2450.13 | 7.4649e-05
| 2450.78 | 7.5678e-05
| 2451.43 | 7.798e-05
| 2452.08 | 7.4785e-05
| 2452.73 | 7.798e-05
| 2453.39 | 7.446e-05
| 2454.04 | 7.4487e-05
| 2454.69 | 7.3837e-05
| 2455.35 | 7.6463e-05
| 2456 | 7.9306e-05
| 2456.66 | 8.0173e-05
| 2457.31 | 7.6328e-05
| 2457.97 | 7.6247e-05
| 2458.62 | 7.8386e-05
| 2459.28 | 7.5786e-05
| 2459.93 | 7.9252e-05
| 2460.59 | 8.0091e-05
| 2461.25 | 7.8034e-05
| 2461.9 | 7.8927e-05
| 2462.56 | 8.0254e-05
| 2463.22 | 8.112e-05
| 2463.88 | 7.6599e-05
| 2464.54 | 8.2095e-05
| 2465.2 | 8.6373e-05
| 2465.85 | 8.1445e-05
| 2466.51 | 8.1499e-05
| 2467.17 | 8.5507e-05
| 2467.84 | 8.2664e-05
| 2468.5 | 8.5344e-05
| 2469.16 | 8.4776e-05
| 2469.82 | 8.3286e-05
| 2470.48 | 8.4478e-05
| 2471.14 | 8.7348e-05
| 2471.81 | 8.3557e-05
| 2472.47 | 8.3422e-05
| 2473.13 | 8.4749e-05
| 2473.8 | 8.9595e-05
| 2474.46 | 8.4992e-05
| 2475.12 | 8.9243e-05
| 2475.79 | 9.0462e-05
| 2476.45 | 8.7754e-05
| 2477.12 | 8.8675e-05
| 2477.78 | 8.3828e-05
| 2478.45 | 9.2574e-05
| 2479.12 | 9.214e-05
| 2479.78 | 8.9568e-05
| 2480.45 | 8.9974e-05
| 2481.12 | 9.0028e-05
| 2481.79 | 9.1382e-05
| 2482.46 | 9.2059e-05
| 2483.12 | 9.2249e-05
| 2483.79 | 9.1301e-05
| 2484.46 | 8.7104e-05
| 2485.13 | 9.2465e-05
| 2485.8 | 9.4983e-05
| 2486.47 | 9.3548e-05
| 2487.14 | 9.363e-05
| 2487.82 | 9.0083e-05
| 2488.49 | 9.3792e-05
| 2489.16 | 9.3765e-05
| 2489.83 | 9.5633e-05
| 2490.5 | 9.6635e-05
| 2491.18 | 9.2032e-05
| 2491.85 | 9.6418e-05
| 2492.52 | 9.4577e-05
| 2493.2 | 9.9965e-05
| 2493.87 | 9.9316e-05
| 2494.55 | 9.8612e-05
| 2495.22 | 9.715e-05
| 2495.9 | 0.00010045
| 2496.57 | 9.65e-05
| 2497.25 | 9.9316e-05
| 2497.93 | 0.00010154
| 2498.6 | 0.00010267
| 2499.28 | 9.696e-05
| 2499.96 | 0.0001037
| 2500.64 | 0.00010159
| 2501.32 | 0.00010446
| 2501.99 | 0.00010191
| 2502.67 | 0.00010395
| 2503.35 | 9.5065e-05
| 2504.03 | 9.9722e-05
| 2504.71 | 0.00010766
| 2505.4 | 0.00010546
| 2506.08 | 0.0001083
| 2506.76 | 0.00010078
| 2507.44 | 0.00010657
| 2508.12 | 0.00010676
| 2508.8 | 0.0001066
| 2509.49 | 0.00010519
| 2510.17 | 0.00010614
| 2510.85 | 0.00010879
| 2511.54 | 0.00011023
| 2512.22 | 0.00010904
| 2512.91 | 0.00010633
| 2513.59 | 0.00010939
| 2514.28 | 0.00010982
| 2514.96 | 0.0001095
| 2515.65 | 0.00010939
| 2516.34 | 0.00011285
| 2517.02 | 0.00011358
| 2517.71 | 0.00010969
| 2518.4 | 0.00011467
| 2519.09 | 0.00011681
| 2519.78 | 0.0001134
| 2520.47 | 0.00011445
| 2521.15 | 0.00011483
| 2521.84 | 0.00011694
| 2522.53 | 0.00011591
| 2523.23 | 0.00011868
| 2523.92 | 0.00011312
| 2524.61 | 0.0001144
| 2525.3 | 0.00011797
| 2525.99 | 0.00011778
| 2526.68 | 0.00011732
| 2527.38 | 0.00011635
| 2528.07 | 0.00012073
| 2528.76 | 0.00012054
| 2529.46 | 0.00012276
| 2530.15 | 0.00011705
| 2530.84 | 0.00011805
| 2531.54 | 0.00011283
| 2532.24 | 0.00011765
| 2532.93 | 0.00011071
| 2533.63 | 0.00011627
| 2534.32 | 0.00011895
| 2535.02 | 0.0001222
| 2535.72 | 0.00012666
| 2536.42 | 8.7348e-05
| 2537.11 | 0.00012303
| 2537.81 | 0.00012585
| 2538.51 | 0.00013091
| 2539.21 | 0.00012496
| 2539.91 | 0.00013164
| 2540.61 | 0.00013034
| 2541.31 | 0.00012623
| 2542.01 | 0.00012155
| 2542.71 | 0.00012834
| 2543.41 | 0.00011174
| 2544.12 | 0.00012263
| 2544.82 | 0.00012255
| 2545.52 | 0.00013278
| 2546.22 | 0.00013316
| 2546.93 | 0.00013384
| 2547.63 | 0.00010384
| 2548.34 | 0.00012891
| 2549.04 | 0.0001271
| 2549.74 | 0.00013535
| 2550.45 | 0.00013305
| 2551.16 | 0.00010931
| 2551.86 | 0.00013511
| 2552.57 | 0.00013701
| 2553.28 | 0.00012306
| 2553.98 | 0.00013684
| 2554.69 | 0.0001428
| 2555.4 | 0.00014275
| 2556.11 | 0.0001409
| 2556.82 | 0.00014191
| 2557.53 | 0.00014429
| 2558.24 | 0.00014304
| 2558.95 | 0.00014499
| 2559.66 | 0.00014453
| 2560.37 | 0.00011586
| 2561.08 | 0.0001226
| 2561.79 | 0.00011199
| 2562.5 | 0.00012875
| 2563.22 | 9.6798e-05
| 2563.93 | 0.00014451
| 2564.64 | 5.7862e-05
| 2565.36 | 0.00013045
| 2566.07 | 0.0001493
| 2566.78 | 0.00015033
| 2567.5 | 0.00015325
| 2568.21 | 0.00014001
| 2568.93 | 0.00014424
| 2569.65 | 0.00011805
| 2570.36 | 0.00012853
| 2571.08 | 0.00015195
| 2571.8 | 0.00015379
| 2572.51 | 0.00015482
| 2573.23 | 0.00010595
| 2573.95 | 0.00011534
| 2574.67 | 0.00014935
| 2575.39 | 0.00014264
| 2576.11 | 0.00015666
| 2576.83 | 0.00011675
| 2577.55 | 0.00011085
| 2578.27 | 0.00016365
| 2578.99 | 0.00016381
| 2579.71 | 0.00015972
| 2580.44 | 0.00015604
| 2581.16 | 8.7862e-05
| 2581.88 | 0.00014889
| 2582.6 | 0.00016422
| 2583.33 | 0.00014285
| 2584.05 | 6.1057e-05
| 2584.78 | 0.00011258
| 2585.5 | 0.00016619
| 2586.23 | 0.00016181
| 2586.95 | 0.00014794
| 2587.68 | 0.00011185
| 2588.41 | 0.00015209
| 2589.13 | 0.00016048
| 2589.86 | 0.00014283
| 2590.59 | 0.00017391
| 2591.32 | 0.00017085
| 2592.04 | 0.00017126
| 2592.77 | 0.00013251
| 2593.5 | 0.00016611
| 2594.23 | 0.00010132
| 2594.96 | 2.7564e-05
| 2595.69 | 0.0001337
| 2596.42 | 0.00010939
| 2597.16 | 0.00017072
| 2597.89 | 0.00016235
| 2598.62 | 0.00018317
| 2599.35 | 0.00018609
| 2600.09 | 0.00018322
| 2600.82 | 0.00017762
| 2601.55 | 0.00012734
| 2602.29 | 0.0001686
| 2603.02 | 0.00017648
| 2603.76 | 0.00013384
| 2604.49 | 0.00014651
| 2605.23 | 0.00014757
| 2605.97 | 8.5534e-05
| 2606.7 | 0.00017773
| 2607.44 | 0.00013885
| 2608.18 | 0.00017261
| 2608.92 | 0.00019013
| 2609.66 | 0.00015542
| 2610.39 | 0.00016793
| 2611.13 | 0.00019538
| 2611.87 | 0.00019178
| 2612.61 | 0.00018623
| 2613.35 | 0.00013438
| 2614.1 | 0.00018547
| 2614.84 | 0.00018572
| 2615.58 | 0.00017878
| 2616.32 | 0.0001682
| 2617.06 | 0.00012279
| 2617.81 | 0.00013592
| 2618.55 | 0.00019059
| 2619.29 | 0.00019438
| 2620.04 | 0.00017786
| 2620.78 | 7.9442e-05
| 2621.53 | 0.00019373
| 2622.27 | 0.00021052
| 2623.02 | 0.00021163
| 2623.77 | 0.00021371
| 2624.51 | 0.00021176
| 2625.26 | 0.00020943
| 2626.01 | 0.00020443
| 2626.76 | 6.1301e-05
| 2627.51 | 0.00018653
| 2628.26 | 0.00021358
| 2629.01 | 0.00021203
| 2629.76 | 0.00016405
| 2630.51 | 7.4405e-05
| 2631.26 | 0.00015285
| 2632.01 | 0.00021734
| 2632.76 | 0.00021707
| 2633.51 | 0.00020353
| 2634.26 | 0.00013484
| 2635.02 | 0.00021905
| 2635.77 | 0.0002285
| 2636.52 | 0.00022506
| 2637.28 | 0.00022874
| 2638.03 | 0.00023472
| 2638.79 | 0.0002315
| 2639.54 | 0.00023193
| 2640.3 | 0.00023627
| 2641.06 | 0.00023096
| 2641.81 | 0.00022414
| 2642.57 | 0.00020889
| 2643.33 | 0.00023638
| 2644.09 | 0.00023862
| 2644.85 | 0.00023811
| 2645.6 | 0.00020275
| 2646.36 | 0.00020841
| 2647.12 | 0.00023296
| 2647.88 | 0.00023968
| 2648.65 | 0.00024566
| 2649.41 | 0.0002478
| 2650.17 | 0.00025005
| 2650.93 | 0.00024823
| 2651.69 | 0.0002419
| 2652.46 | 0.00016928
| 2653.22 | 0.00021786
| 2653.98 | 0.00024888
| 2654.75 | 0.00024815
| 2655.51 | 0.00013636
| 2656.28 | 0.00024214
| 2657.04 | 0.00024962
| 2657.81 | 0.0002511
| 2658.58 | 0.00025898
| 2659.34 | 0.00024358
| 2660.11 | 0.00019522
| 2660.88 | 0.00024694
| 2661.65 | 0.00024756
| 2662.41 | 0.00022936
| 2663.18 | 0.00026096
| 2663.95 | 0.00022479
| 2664.72 | 0.00019305
| 2665.49 | 0.00012707
| 2666.26 | 0.00021962
| 2667.04 | 6.631e-05
| 2667.81 | 0.00020759
| 2668.58 | 0.0002132
| 2669.35 | 0.00023564
| 2670.13 | 0.0001255
| 2670.9 | 4.7329e-05
| 2671.67 | 0.00024482
| 2672.45 | 0.00026998
| 2673.22 | 0.00021918
| 2674 | 0.00027309
| 2674.77 | 0.00024536
| 2675.55 | 0.00025257
| 2676.33 | 0.00012642
| 2677.1 | 0.00013663
| 2677.88 | 0.00014729
| 2678.66 | 0.00025972
| 2679.44 | 9.0624e-05
| 2680.22 | 0.0002419
| 2681 | 0.00027531
| 2681.78 | 0.0002908
| 2682.56 | 0.00026597
| 2683.34 | 0.00019503
| 2684.12 | 0.0002527
| 2684.9 | 0.0002556
| 2685.68 | 0.00029161
| 2686.47 | 0.00021301
| 2687.25 | 0.00027147
| 2688.03 | 0.00029494
| 2688.82 | 0.00026253
| 2689.6 | 0.00029833
| 2690.39 | 0.0003061
| 2691.17 | 0.00030945
| 2691.96 | 0.00024813
| 2692.74 | 0.00030837
| 2693.53 | 0.00023088
| 2694.32 | 0.00020026
| 2695.11 | 0.00028124
| 2695.89 | 0.00013143
| 2696.68 | 0.00028427
| 2697.47 | 0.00032131
| 2698.26 | 0.00031663
| 2699.05 | 0.00030225
| 2699.84 | 0.00032871
| 2700.63 | 0.000311
| 2701.43 | 0.00015236
| 2702.22 | 0.0003195
| 2703.01 | 0.00031557
| 2703.8 | 0.0003384
| 2704.6 | 0.00033263
| 2705.39 | 0.00031243
| 2706.18 | 0.00034346
| 2706.98 | 0.00032299
| 2707.77 | 0.00033239
| 2708.57 | 0.00031257
| 2709.36 | 0.00020367
| 2710.16 | 0.00030095
| 2710.96 | 0.00019332
| 2711.76 | 0.00024225
| 2712.55 | 0.00033147
| 2713.35 | 0.00035451
| 2714.15 | 0.00033095
| 2714.95 | 0.00035464
| 2715.75 | 0.00036038
| 2716.55 | 0.00035865
| 2717.35 | 0.00034227
| 2718.15 | 0.00028601
| 2718.95 | 0.00034999
| 2719.76 | 0.00031257
| 2720.56 | 0.00010608
| 2721.36 | 0.00014142
| 2722.17 | 0.00033496
| 2722.97 | 0.00036344
| 2723.77 | 0.00032481
| 2724.58 | 0.00016519
| 2725.38 | 0.00032356
| 2726.19 | 0.00029954
| 2727 | 0.00037514
| 2727.8 | 0.00038207
| 2728.61 | 0.00039001
| 2729.42 | 0.00038914
| 2730.23 | 0.00038971
| 2731.04 | 0.00038819
| 2731.85 | 0.00039063
| 2732.66 | 0.00038513
| 2733.47 | 0.00039594
| 2734.28 | 0.00038253
| 2735.09 | 0.00012823
| 2735.9 | 0.00037471
| 2736.71 | 0.00039507
| 2737.52 | 0.00038213
| 2738.34 | 0.00037227
| 2739.15 | 0.0002067
| 2739.97 | 0.00029497
| 2740.78 | 0.0002612
| 2741.6 | 0.00020378
| 2742.41 | 0.00026851
| 2743.23 | 0.00038927
| 2744.04 | 0.00041632
| 2744.86 | 0.00041169
| 2745.68 | 0.00039729
| 2746.5 | 0.00041532
| 2747.31 | 0.00041096
| 2748.13 | 0.00041773
| 2748.95 | 0.0003831
| 2749.77 | 0.00041548
| 2750.59 | 0.00042106
| 2751.41 | 0.00041684
| 2752.24 | 0.00034555
| 2753.06 | 0.00041776
| 2753.88 | 0.00041741
| 2754.7 | 0.00036461
| 2755.53 | 0.00021317
| 2756.35 | 0.00019048
| 2757.17 | 0.00041733
| 2758 | 0.00039483
| 2758.83 | 0.00043436
| 2759.65 | 0.00042821
| 2760.48 | 0.00042493
| 2761.3 | 0.00042919
| 2762.13 | 0.00041589
| 2762.96 | 0.00022362
| 2763.79 | 0.00039483
| 2764.62 | 0.00037425
| 2765.45 | 0.00044898
| 2766.28 | 0.00040157
| 2767.11 | 0.00041554
| 2767.94 | 0.00036074
| 2768.77 | 0.00041416
| 2769.6 | 0.00046271
| 2770.43 | 0.00038909
| 2771.27 | 0.00040595
| 2772.1 | 0.00041817
| 2772.93 | 0.00042645
| 2773.77 | 0.00047194
| 2774.6 | 0.00048033
| 2775.44 | 0.00043628
| 2776.27 | 0.00047882
| 2777.11 | 0.00036699
| 2777.95 | 0.00044061
| 2778.78 | 0.0004666
| 2779.62 | 0.00045206
| 2780.46 | 0.0004903
| 2781.3 | 0.00039445
| 2782.14 | 0.00046046
| 2782.98 | 0.00040436
| 2783.82 | 0.00048575
| 2784.66 | 0.00050955
| 2785.5 | 0.00049606
| 2786.34 | 0.00042087
| 2787.19 | 0.00042618
| 2788.03 | 0.00035538
| 2788.87 | 0.00048231
| 2789.72 | 0.00051675
| 2790.56 | 0.00048605
| 2791.41 | 0.00051553
| 2792.25 | 0.00052179
| 2793.1 | 0.0005154
| 2793.94 | 0.00050573
| 2794.79 | 0.00053616
| 2795.64 | 0.0005031
| 2796.49 | 0.00054123
| 2797.34 | 0.00052671
| 2798.18 | 0.00053752
| 2799.03 | 0.00054431
| 2799.88 | 0.00054821
| 2800.73 | 0.00050597
| 2801.59 | 0.00054729
| 2802.44 | 0.00036472
| 2803.29 | 0.00049763
| 2804.14 | 0.00039878
| 2805 | 0.0005168
| 2805.85 | 0.00054383
| 2806.7 | 0.00054886
| 2807.56 | 0.0005575
| 2808.41 | 0.00056535
| 2809.27 | 0.00054123
| 2810.13 | 0.00058265
| 2810.98 | 0.00057808
| 2811.84 | 0.00057745
| 2812.7 | 0.00058842
| 2813.56 | 0.00058623
| 2814.42 | 0.00057586
| 2815.27 | 0.00047023
| 2816.14 | 0.00058653
| 2817 | 0.00059275
| 2817.86 | 0.00059901
| 2818.72 | 0.00058682
| 2819.58 | 0.00051036
| 2820.44 | 0.00056375
| 2821.31 | 0.00057878
| 2822.17 | 0.00059056
| 2823.03 | 0.00060824
| 2823.9 | 0.00061734
| 2824.76 | 0.00061593
| 2825.63 | 0.00062256
| 2826.5 | 0.00062603
| 2827.36 | 0.00062432
| 2828.23 | 0.00060182
| 2829.1 | 0.00063445
| 2829.97 | 0.00063667
| 2830.84 | 0.00063775
| 2831.71 | 0.00063028
| 2832.58 | 0.00062476
| 2833.45 | 0.00062278
| 2834.32 | 0.0006159
| 2835.19 | 0.00057708
| 2836.06 | 0.00064533
| 2836.93 | 0.00063783
| 2837.81 | 0.00060835
| 2838.68 | 0.00057976
| 2839.56 | 0.00065213
| 2840.43 | 0.00066748
| 2841.31 | 0.00066567
| 2842.18 | 0.00066069
| 2843.06 | 0.00066502
| 2843.94 | 0.00067612
| 2844.81 | 0.00068078
| 2845.69 | 0.0006765
| 2846.57 | 0.00067393
| 2847.45 | 0.00068497
| 2848.33 | 0.00068297
| 2849.21 | 0.00066735
| 2850.09 | 0.00066145
| 2850.97 | 0.00069071
| 2851.85 | 0.00069147
| 2852.74 | 0.00069277
| 2853.62 | 0.00067839
| 2854.5 | 0.00059784
| 2855.39 | 0.00067951
| 2856.27 | 0.00069188
| 2857.16 | 0.00070707
| 2858.04 | 0.00071257
| 2858.93 | 0.00071376
| 2859.82 | 0.00069277
| 2860.7 | 0.000715
| 2861.59 | 0.00071863
| 2862.48 | 0.00072437
| 2863.37 | 0.00073184
| 2864.26 | 0.00073152
| 2865.15 | 0.00073461
| 2866.04 | 0.00073796
| 2866.93 | 0.00068208
| 2867.82 | 0.0007384
| 2868.72 | 0.00073891
| 2869.61 | 0.00074311
| 2870.5 | 0.00074527
| 2871.4 | 0.00074541
| 2872.29 | 0.00073174
| 2873.19 | 0.00072174
| 2874.08 | 0.00075605
| 2874.98 | 0.00076138
| 2875.88 | 0.00076666
| 2876.77 | 0.00077129
| 2877.67 | 0.00074246
| 2878.57 | 0.00077184
| 2879.47 | 0.00077254
| 2880.37 | 0.00077511
| 2881.27 | 0.00077939
| 2882.17 | 0.00078199
| 2883.07 | 0.0007847
| 2883.97 | 0.00078819
| 2884.88 | 0.00078223
| 2885.78 | 0.00079786
| 2886.68 | 0.00079534
| 2887.59 | 0.0007988
| 2888.49 | 0.00079209
| 2889.4 | 0.00079647
| 2890.3 | 0.00080847
| 2891.21 | 0.00081191
| 2892.12 | 0.00081459
| 2893.02 | 0.00081537
| 2893.93 | 0.00081887
| 2894.84 | 0.00082103
| 2895.75 | 0.00082842
| 2896.66 | 0.0008314
| 2897.57 | 0.00083473
| 2898.48 | 0.00083565
| 2899.39 | 0.00083701
| 2900.31 | 0.00083809
| 2901.22 | 0.00074438
| 2902.13 | 0.00084332
| 2903.05 | 0.00084039
| 2903.96 | 0.00085379
| 2904.88 | 0.00080568
| 2905.79 | 0.00085469
| 2906.71 | 0.00086043
| 2907.62 | 0.00086197
| 2908.54 | 0.00086389
| 2909.46 | 0.00087099
| 2910.38 | 0.00087367
| 2911.3 | 0.00088149
| 2912.22 | 0.00088388
| 2913.14 | 0.00087811
| 2914.06 | 0.00088537
| 2914.98 | 0.00087884
| 2915.9 | 0.00088956
| 2916.82 | 0.00089779
| 2917.75 | 0.00089828
| 2918.67 | 0.00089936
| 2919.6 | 0.00090743
| 2920.52 | 0.00090806
| 2921.45 | 0.0009005
| 2922.37 | 0.00089758
| 2923.3 | 0.00090695
| 2924.23 | 0.00089955
| 2925.15 | 0.00091921
| 2926.08 | 0.00092281
| 2927.01 | 0.00092641
| 2927.94 | 0.00092552
| 2928.87 | 0.0009331
| 2929.8 | 0.00092899
| 2930.73 | 0.00093971
| 2931.67 | 0.00093816
| 2932.6 | 0.0009422
| 2933.53 | 0.00094114
| 2934.47 | 0.00094686
| 2935.4 | 0.00094916
| 2936.34 | 0.00095406
| 2937.27 | 0.00095487
| 2938.21 | 0.00094648
| 2939.14 | 0.00095869
| 2940.08 | 0.00096456
| 2941.02 | 0.00096965
| 2941.96 | 0.00097144
| 2942.9 | 0.00097009
| 2943.84 | 0.00094279
| 2944.78 | 0.00097301
| 2945.72 | 0.00097891
| 2946.66 | 0.00098132
| 2947.6 | 0.00094428
| 2948.55 | 0.00098576
| 2949.49 | 0.00099012
| 2950.43 | 0.00099616
| 2951.38 | 0.00099727
| 2952.32 | 0.00099849
| 2953.27 | 0.00099963
| 2954.21 | 0.00099868
| 2955.16 | 0.0010011
| 2956.11 | 0.0010071
| 2957.06 | 0.0010112
| 2958.01 | 0.0010155
| 2958.96 | 0.0010186
| 2959.91 | 0.001021
| 2960.86 | 0.0010222
| 2961.81 | 0.0010257
| 2962.76 | 0.0010359
| 2963.71 | 0.0010341
| 2964.67 | 0.0010373
| 2965.62 | 0.0010416
| 2966.57 | 0.001041
| 2967.53 | 0.001047
| 2968.48 | 0.0010466
| 2969.44 | 0.0010312
| 2970.4 | 0.0010551
| 2971.35 | 0.0010423
| 2972.31 | 0.0010518
| 2973.27 | 0.0010669
| 2974.23 | 0.0010654
| 2975.19 | 0.0010679
| 2976.15 | 0.0010746
| 2977.11 | 0.0010791
| 2978.07 | 0.0010897
| 2979.04 | 0.0010802
| 2980 | 0.0010764
| 2980.96 | 0.0010952
| 2981.93 | 0.0011005
| 2982.89 | 0.0011064
| 2983.86 | 0.0011087
| 2984.82 | 0.0011119
| 2985.79 | 0.0011192
| 2986.76 | 0.0011119
| 2987.73 | 0.0011218
| 2988.69 | 0.0011279
| 2989.66 | 0.0011353
| 2990.63 | 0.0011369
| 2991.6 | 0.0011401
| 2992.57 | 0.0011457
| 2993.55 | 0.0011494
| 2994.52 | 0.001151
| 2995.49 | 0.0011589
| 2996.47 | 0.0011631
| 2997.44 | 0.0011591
| 2998.42 | 0.0011691
| 2999.39 | 0.0011673
| 3000.37 | 0.0011821
| 3001.34 | 0.0011829
| 3002.32 | 0.0011882
| 3003.3 | 0.0011854
| 3004.28 | 0.0011996
| 3005.26 | 0.0011951
| 3006.24 | 0.0012037
| 3007.22 | 0.0012107
| 3008.2 | 0.0012133
| 3009.18 | 0.001216
| 3010.17 | 0.0012249
| 3011.15 | 0.0012295
| 3012.13 | 0.001234
| 3013.12 | 0.0012375
| 3014.1 | 0.0012455
| 3015.09 | 0.0012488
| 3016.07 | 0.0012539
| 3017.06 | 0.0012581
| 3018.05 | 0.0012543
| 3019.04 | 0.0012639
| 3020.03 | 0.0012734
| 3021.02 | 0.0012742
| 3022.01 | 0.0012677
| 3023 | 0.0012804
| 3023.99 | 0.0012943
| 3024.98 | 0.0013013
| 3025.97 | 0.0013042
| 3026.97 | 0.0013079
| 3027.96 | 0.0013196
| 3028.96 | 0.0013177
| 3029.95 | 0.0013245
| 3030.95 | 0.0013295
| 3031.95 | 0.0013304
| 3032.94 | 0.0013291
| 3033.94 | 0.0013464
| 3034.94 | 0.0013531
| 3035.94 | 0.0013562
| 3036.94 | 0.0013511
| 3037.94 | 0.0013634
| 3038.94 | 0.0013673
| 3039.94 | 0.0013799
| 3040.95 | 0.0013714
| 3041.95 | 0.0013823
| 3042.95 | 0.0013935
| 3043.96 | 0.001397
| 3044.96 | 0.0013994
| 3045.97 | 0.0014018
| 3046.98 | 0.0014139
| 3047.99 | 0.0014176
| 3048.99 | 0.0014162
| 3050 | 0.0014293
| 3051.01 | 0.0014386
| 3052.02 | 0.0014054
| 3053.03 | 0.0014399
| 3054.04 | 0.0014492
| 3055.06 | 0.0014315
| 3056.07 | 0.0014633
| 3057.08 | 0.0014641
| 3058.1 | 0.0014747
| 3059.11 | 0.0014828
| 3060.13 | 0.0014851
| 3061.14 | 0.0014924
| 3062.16 | 0.0014917
| 3063.18 | 0.0014943
| 3064.19 | 0.0015086
| 3065.21 | 0.0015106
| 3066.23 | 0.0015201
| 3067.25 | 0.001511
| 3068.28 | 0.0015299
| 3069.3 | 0.0015371
| 3070.32 | 0.0015221
| 3071.34 | 0.0015389
| 3072.37 | 0.0015492
| 3073.39 | 0.0015365
| 3074.41 | 0.0015609
| 3075.44 | 0.0015639
| 3076.47 | 0.0015781
| 3077.49 | 0.0015791
| 3078.52 | 0.0015804
| 3079.55 | 0.0015904
| 3080.58 | 0.0015956
| 3081.61 | 0.0015709
| 3082.64 | 0.0016043
| 3083.67 | 0.0016126
| 3084.7 | 0.0016173
| 3085.73 | 0.0016293
| 3086.77 | 0.0016207
| 3087.8 | 0.0016353
| 3088.84 | 0.0016442
| 3089.87 | 0.0016272
| 3090.91 | 0.0016586
| 3091.95 | 0.0016596
| 3092.98 | 0.0016529
| 3094.02 | 0.0016694
| 3095.06 | 0.0016758
| 3096.1 | 0.0016626
| 3097.14 | 0.0016869
| 3098.18 | 0.0016908
| 3099.22 | 0.001698
| 3100.26 | 0.0017055
| 3101.31 | 0.0017141
| 3102.35 | 0.0017157
| 3103.39 | 0.0017214
| 3104.44 | 0.0017291
| 3105.49 | 0.0017259
| 3106.53 | 0.0017176
| 3107.58 | 0.0017466
| 3108.63 | 0.0017501
| 3109.68 | 0.0017583
| 3110.73 | 0.0017564
| 3111.77 | 0.0017503
| 3112.83 | 0.0017795
| 3113.88 | 0.0017805
| 3114.93 | 0.0017839
| 3115.98 | 0.0017745
| 3117.04 | 0.0017964
| 3118.09 | 0.0017998
| 3119.15 | 0.001812
| 3120.2 | 0.0018141
| 3121.26 | 0.0018203
| 3122.31 | 0.0018281
| 3123.37 | 0.0018341
| 3124.43 | 0.0018405
| 3125.49 | 0.0018379
| 3126.55 | 0.0018471
| 3127.61 | 0.0018358
| 3128.67 | 0.0018551
| 3129.74 | 0.0018684
| 3130.8 | 0.0018741
| 3131.86 | 0.0018811
| 3132.93 | 0.0018837
| 3133.99 | 0.0018891
| 3135.06 | 0.0018964
| 3136.12 | 0.0019063
| 3137.19 | 0.0019149
| 3138.26 | 0.0019191
| 3139.33 | 0.0019103
| 3140.4 | 0.0019208
| 3141.47 | 0.0019338
| 3142.54 | 0.0019335
| 3143.61 | 0.0019424
| 3144.68 | 0.0019466
| 3145.76 | 0.001955
| 3146.83 | 0.0019144
| 3147.9 | 0.0019684
| 3148.98 | 0.0019703
| 3150.06 | 0.0019784
| 3151.13 | 0.0019854
| 3152.21 | 0.0019882
| 3153.29 | 0.0019964
| 3154.37 | 0.0020036
| 3155.45 | 0.0020069
| 3156.53 | 0.0020126
| 3157.61 | 0.0020197
| 3158.69 | 0.0020235
| 3159.77 | 0.0020306
| 3160.86 | 0.0020368
| 3161.94 | 0.0020434
| 3163.03 | 0.0020491
| 3164.11 | 0.0020579
| 3165.2 | 0.0020607
| 3166.28 | 0.0020648
| 3167.37 | 0.0020759
| 3168.46 | 0.0020785
| 3169.55 | 0.0020819
| 3170.64 | 0.0020922
| 3171.73 | 0.0020983
| 3172.82 | 0.002101
| 3173.92 | 0.002103
| 3175.01 | 0.0021078
| 3176.1 | 0.0021132
| 3177.2 | 0.0021186
| 3178.29 | 0.0021288
| 3179.39 | 0.0021349
| 3180.49 | 0.0021388
| 3181.58 | 0.0021449
| 3182.68 | 0.0021521
| 3183.78 | 0.0021547
| 3184.88 | 0.0021596
| 3185.98 | 0.0021666
| 3187.08 | 0.0021723
| 3188.19 | 0.0021793
| 3189.29 | 0.0021853
| 3190.39 | 0.0021883
| 3191.5 | 0.0021804
| 3192.6 | 0.0021879
| 3193.71 | 0.0022027
| 3194.81 | 0.0022093
| 3195.92 | 0.0022174
| 3197.03 | 0.0022194
| 3198.14 | 0.0021957
| 3199.25 | 0.002222
| 3200.36 | 0.0022363
| 3201.47 | 0.0022423
| 3202.58 | 0.0021756
| 3203.7 | 0.0022442
| 3204.81 | 0.0022555
| 3205.93 | 0.0022494
| 3207.04 | 0.0022459
| 3208.16 | 0.0022764
| 3209.27 | 0.0022363
| 3210.39 | 0.0022757
| 3211.51 | 0.0022805
| 3212.63 | 0.0022987
| 3213.75 | 0.0022974
| 3214.87 | 0.0023091
| 3215.99 | 0.0023045
| 3217.11 | 0.002315
| 3218.24 | 0.0022996
| 3219.36 | 0.0023271
| 3220.49 | 0.0023364
| 3221.61 | 0.0023387
| 3222.74 | 0.0023128
| 3223.86 | 0.0023449
| 3224.99 | 0.0023179
| 3226.12 | 0.0023379
| 3227.25 | 0.0023604
| 3228.38 | 0.0023716
| 3229.51 | 0.0023711
| 3230.64 | 0.0023562
| 3231.78 | 0.0023786
| 3232.91 | 0.0023854
| 3234.04 | 0.002397
| 3235.18 | 0.0023992
| 3236.31 | 0.0024069
| 3237.45 | 0.0024119
| 3238.59 | 0.002415
| 3239.73 | 0.0024206
| 3240.87 | 0.0024187
| 3242 | 0.0024313
| 3243.15 | 0.0024293
| 3244.29 | 0.0024188
| 3245.43 | 0.0024147
| 3246.57 | 0.0024453
| 3247.72 | 0.0024349
| 3248.86 | 0.0024405
| 3250.01 | 0.0024586
| 3251.15 | 0.0024696
| 3252.3 | 0.0024722
| 3253.45 | 0.0024736
| 3254.6 | 0.0024775
| 3255.75 | 0.0024871
| 3256.9 | 0.0024877
| 3258.05 | 0.002496
| 3259.2 | 0.0024991
| 3260.35 | 0.0024708
| 3261.5 | 0.0024963
| 3262.66 | 0.0025088
| 3263.81 | 0.0024862
| 3264.97 | 0.0025211
| 3266.13 | 0.0025253
| 3267.28 | 0.0025311
| 3268.44 | 0.0025244
| 3269.6 | 0.0025386
| 3270.76 | 0.0025333
| 3271.92 | 0.0024692
| 3273.08 | 0.0025452
| 3274.25 | 0.002555
| 3275.41 | 0.002565
| 3276.58 | 0.0025652
| 3277.74 | 0.0025667
| 3278.91 | 0.0025678
| 3280.07 | 0.0025355
| 3281.24 | 0.0025799
| 3282.41 | 0.0025848
| 3283.58 | 0.0025881
| 3284.75 | 0.0025881
| 3285.92 | 0.0025946
| 3287.09 | 0.0025985
| 3288.26 | 0.0025976
| 3289.44 | 0.0026061
| 3290.61 | 0.0026092
| 3291.79 | 0.0026137
| 3292.96 | 0.0026174
| 3294.14 | 0.0026002
| 3295.32 | 0.0026201
| 3296.49 | 0.0026158
| 3297.67 | 0.0026244
| 3298.85 | 0.0025946
| 3300.03 | 0.0026109
| 3301.22 | 0.0026363
| 3302.4 | 0.0026419
| 3303.58 | 0.0026482
| 3304.77 | 0.0026427
| 3305.95 | 0.002646
| 3307.14 | 0.0026524
| 3308.32 | 0.0026546
| 3309.51 | 0.0026573
| 3310.7 | 0.0026659
| 3311.89 | 0.0026664
| 3313.08 | 0.0026655
| 3314.27 | 0.0026617
| 3315.46 | 0.0026676
| 3316.66 | 0.0026615
| 3317.85 | 0.0026726
| 3319.04 | 0.0026728
| 3320.24 | 0.0026681
| 3321.44 | 0.0026864
| 3322.63 | 0.0026745
| 3323.83 | 0.0026892
| 3325.03 | 0.0026862
| 3326.23 | 0.0026941
| 3327.43 | 0.002683
| 3328.63 | 0.0026844
| 3329.83 | 0.0026916
| 3331.04 | 0.0027002
| 3332.24 | 0.0026953
| 3333.45 | 0.0026952
| 3334.65 | 0.0026971
| 3335.86 | 0.0026993
| 3337.07 | 0.0027012
| 3338.28 | 0.0026966
| 3339.48 | 0.0026811
| 3340.7 | 0.0026987
| 3341.91 | 0.0026969
| 3343.12 | 0.0026983
| 3344.33 | 0.0026982
| 3345.54 | 0.0026948
| 3346.76 | 0.0026964
| 3347.97 | 0.0026925
| 3349.19 | 0.0026958
| 3350.41 | 0.0026938
| 3351.63 | 0.0026886
| 3352.84 | 0.0026864
| 3354.06 | 0.0026823
| 3355.29 | 0.002675
| 3356.51 | 0.0026788
| 3357.73 | 0.0026752
| 3358.95 | 0.0026731
| 3360.18 | 0.0026672
| 3361.4 | 0.0026483
| 3362.63 | 0.0026491
| 3363.86 | 0.0026371
| 3365.08 | 0.0026351
| 3366.31 | 0.0026309
| 3367.54 | 0.0026109
| 3368.77 | 0.002603
| 3370.01 | 0.0025931
| 3371.24 | 0.0025846
| 3372.47 | 0.0025731
| 3373.71 | 0.002569
| 3374.94 | 0.0025629
| 3376.18 | 0.0025631
| 3377.41 | 0.0025575
| 3378.65 | 0.0025612
| 3379.89 | 0.0025564
| 3381.13 | 0.0025567
| 3382.37 | 0.0025657
| 3383.61 | 0.002571
| 3384.85 | 0.0025756
| 3386.1 | 0.0025822
| 3387.34 | 0.0025866
| 3388.59 | 0.0025889
| 3389.83 | 0.0025921
| 3391.08 | 0.002591
| 3392.33 | 0.002593
| 3393.58 | 0.0025998
| 3394.83 | 0.0025938
| 3396.08 | 0.0025935
| 3397.33 | 0.0025893
| 3398.58 | 0.0025831
| 3399.83 | 0.0025764
| 3401.09 | 0.0025685
| 3402.34 | 0.0025627
| 3403.6 | 0.002553
| 3404.86 | 0.0025414
| 3406.12 | 0.0025354
| 3407.37 | 0.0025238
| 3408.63 | 0.0025166
| 3409.89 | 0.0025053
| 3411.16 | 0.0025008
| 3412.42 | 0.0024951
| 3413.68 | 0.0024881
| 3414.95 | 0.0024766
| 3416.21 | 0.0024682
| 3417.48 | 0.0024605
| 3418.75 | 0.0024534
| 3420.02 | 0.0024465
| 3421.28 | 0.0024424
| 3422.55 | 0.0024407
| 3423.83 | 0.0024365
| 3425.1 | 0.0024389
| 3426.37 | 0.0024362
| 3427.64 | 0.0024456
| 3428.92 | 0.002453
| 3430.2 | 0.0024608
| 3431.47 | 0.0024754
| 3432.75 | 0.0024877
| 3434.03 | 0.0024994
| 3435.31 | 0.0025045
| 3436.59 | 0.0025088
| 3437.87 | 0.0025127
| 3439.15 | 0.0025186
| 3440.44 | 0.0025187
| 3441.72 | 0.0025214
| 3443.01 | 0.0025213
| 3444.29 | 0.0025265
| 3445.58 | 0.0025243
| 3446.87 | 0.0025246
| 3448.16 | 0.0025253
| 3449.45 | 0.00252
| 3450.74 | 0.0025227
| 3452.03 | 0.0025181
| 3453.33 | 0.0025227
| 3454.62 | 0.0025214
| 3455.91 | 0.0025218
| 3457.21 | 0.0025215
| 3458.51 | 0.0025185
| 3459.81 | 0.0025147
| 3461.11 | 0.002511
| 3462.4 | 0.0025047
| 3463.71 | 0.002506
| 3465.01 | 0.0025034
| 3466.31 | 0.0025022
| 3467.62 | 0.0024952
| 3468.92 | 0.0024881
| 3470.23 | 0.0024834
| 3471.53 | 0.0024806
| 3472.84 | 0.0024761
| 3474.15 | 0.0024661
| 3475.46 | 0.0024598
| 3476.77 | 0.0024537
| 3478.08 | 0.0024438
| 3479.39 | 0.0024373
| 3480.71 | 0.0024293
| 3482.02 | 0.002425
| 3483.34 | 0.002419
| 3484.66 | 0.002411
| 3485.97 | 0.0024067
| 3487.29 | 0.0023989
| 3488.61 | 0.002391
| 3489.93 | 0.0023843
| 3491.25 | 0.0023747
| 3492.58 | 0.0023727
| 3493.9 | 0.0023622
| 3495.23 | 0.0023546
| 3496.55 | 0.0023466
| 3497.88 | 0.0023265
| 3499.2 | 0.0023232
| 3500.53 | 0.0023073
| 3501.86 | 0.0022996
| 3503.2 | 0.0022829
| 3504.53 | 0.0022742
| 3505.86 | 0.0022598
| 3507.19 | 0.0022547
| 3508.53 | 0.0022455
| 3509.86 | 0.0022467
| 3511.2 | 0.0022467
| 3512.54 | 0.0022585
| 3513.88 | 0.0022619
| 3515.22 | 0.002265
| 3516.56 | 0.0022695
| 3517.9 | 0.002269
| 3519.24 | 0.0022631
| 3520.59 | 0.0022607
| 3521.93 | 0.0022602
| 3523.28 | 0.0022553
| 3524.63 | 0.0022515
| 3525.97 | 0.0022472
| 3527.32 | 0.0022389
| 3528.67 | 0.0022318
| 3530.02 | 0.0022247
| 3531.38 | 0.00222
| 3532.73 | 0.0022102
| 3534.08 | 0.0022022
| 3535.44 | 0.0021924
| 3536.8 | 0.0021886
| 3538.15 | 0.0021778
| 3539.51 | 0.002174
| 3540.87 | 0.0021665
| 3542.23 | 0.0021587
| 3543.59 | 0.0021484
| 3544.96 | 0.0021384
| 3546.32 | 0.0021336
| 3547.68 | 0.0021195
| 3549.05 | 0.0021079
| 3550.42 | 0.0020987
| 3551.79 | 0.0020961
| 3553.15 | 0.0020841
| 3554.52 | 0.0020762
| 3555.9 | 0.0020679
| 3557.27 | 0.0020588
| 3558.64 | 0.0020472
| 3560.01 | 0.0020368
| 3561.39 | 0.0020283
| 3562.77 | 0.0020212
| 3564.14 | 0.0020074
| 3565.52 | 0.0019998
| 3566.9 | 0.0019904
| 3568.28 | 0.0019821
| 3569.67 | 0.0019711
| 3571.05 | 0.0019612
| 3572.43 | 0.0019459
| 3573.82 | 0.001941
| 3575.2 | 0.0019321
| 3576.59 | 0.0019199
| 3577.98 | 0.0019091
| 3579.37 | 0.0018991
| 3580.76 | 0.0018914
| 3582.15 | 0.0018791
| 3583.54 | 0.0018669
| 3584.93 | 0.0018601
| 3586.33 | 0.0018441
| 3587.73 | 0.0018346
| 3589.12 | 0.0018273
| 3590.52 | 0.0018142
| 3591.92 | 0.0018061
| 3593.32 | 0.001793
| 3594.72 | 0.0017854
| 3596.12 | 0.0017722
| 3597.53 | 0.0017612
| 3598.93 | 0.0017525
| 3600.34 | 0.0017465
| 3601.74 | 0.0017308
| 3603.15 | 0.0017145
| 3604.56 | 0.0017118
| 3605.97 | 0.0016952
| 3607.38 | 0.0016891
| 3608.79 | 0.0016766
| 3610.21 | 0.0016672
| 3611.62 | 0.0016545
| 3613.04 | 0.0016455
| 3614.45 | 0.0016297
| 3615.87 | 0.0016189
| 3617.29 | 0.0016115
| 3618.71 | 0.0015957
| 3620.13 | 0.00159
| 3621.55 | 0.0015779
| 3622.98 | 0.0015641
| 3624.4 | 0.0015544
| 3625.83 | 0.0015464
| 3627.25 | 0.0015352
| 3628.68 | 0.0015194
| 3630.11 | 0.0015117
| 3631.54 | 0.0015047
| 3632.97 | 0.0014921
| 3634.4 | 0.0014765
| 3635.84 | 0.001467
| 3637.27 | 0.0014558
| 3638.71 | 0.0014413
| 3640.14 | 0.0014349
| 3641.58 | 0.0014191
| 3643.02 | 0.0014128
| 3644.46 | 0.0014017
| 3645.9 | 0.0013875
| 3647.35 | 0.0013798
| 3648.79 | 0.0013706
| 3650.23 | 0.0013543
| 3651.68 | 0.0013428
| 3653.13 | 0.0013353
| 3654.58 | 0.0013238
| 3656.02 | 0.0013136
| 3657.47 | 0.0013012
| 3658.93 | 0.0012919
| 3660.38 | 0.0012833
| 3661.83 | 0.0012694
| 3663.29 | 0.0012592
| 3664.74 | 0.0012479
| 3666.2 | 0.0012433
| 3667.66 | 0.0012297
| 3669.12 | 0.0012119
| 3670.58 | 0.0012032
| 3672.04 | 0.0011938
| 3673.51 | 0.0011835
| 3674.97 | 0.0011723
| 3676.44 | 0.0011625
| 3677.9 | 0.0011562
| 3679.37 | 0.0011432
| 3680.84 | 0.0011283
| 3682.31 | 0.0011213
| 3683.78 | 0.0011114
| 3685.26 | 0.0011001
| 3686.73 | 0.0010911
| 3688.21 | 0.0010822
| 3689.68 | 0.0010687
| 3691.16 | 0.0010631
| 3692.64 | 0.0010562
| 3694.12 | 0.00104
| 3695.6 | 0.0010357
| 3697.08 | 0.0010179
| 3698.56 | 0.0010109
| 3700.05 | 0.0010014
| 3701.53 | 0.00099787
| 3703.02 | 0.00098051
| 3704.51 | 0.00097223
| 3706 | 0.00096703
| 3707.49 | 0.00095371
| 3708.98 | 0.00094669
| 3710.47 | 0.000936
| 3711.97 | 0.00092725
| 3713.46 | 0.00091951
| 3714.96 | 0.00090638
| 3716.46 | 0.00089492
| 3717.95 | 0.00088401
| 3719.45 | 0.00087602
| 3720.96 | 0.00087142
| 3722.46 | 0.00086327
| 3723.96 | 0.00085309
| 3725.47 | 0.00084451
| 3726.97 | 0.00083717
| 3728.48 | 0.00082496
| 3729.99 | 0.00081581
| 3731.5 | 0.00081009
| 3733.01 | 0.00080276
| 3734.52 | 0.00079301
| 3736.04 | 0.00078489
| 3737.55 | 0.00077324
| 3739.07 | 0.00076582
| 3740.58 | 0.00075554
| 3742.1 | 0.00074438
| 3743.62 | 0.00074395
| 3745.14 | 0.00073236
| 3746.67 | 0.00072597
| 3748.19 | 0.00071741
| 3749.71 | 0.00070555
| 3751.24 | 0.00070062
| 3752.77 | 0.00068855
| 3754.29 | 0.00068457
| 3755.82 | 0.00067661
| 3757.35 | 0.00067182
| 3758.89 | 0.00066356
| 3760.42 | 0.00065638
| 3761.96 | 0.00064645
| 3763.49 | 0.00064263
| 3765.03 | 0.00063052
| 3766.57 | 0.00062316
| 3768.11 | 0.00061829
| 3769.65 | 0.00061401
| 3771.19 | 0.00060429
| 3772.73 | 0.00059633
| 3774.28 | 0.00059032
| 3775.82 | 0.00058049
| 3777.37 | 0.00057775
| 3778.92 | 0.00057117
| 3780.47 | 0.00056321
| 3782.02 | 0.00055731
| 3783.57 | 0.00055089
| 3785.12 | 0.00054318
| 3786.68 | 0.00054033
| 3788.24 | 0.00053048
| 3789.79 | 0.00052401
| 3791.35 | 0.0005167
| 3792.91 | 0.00051123
| 3794.47 | 0.00050189
| 3796.04 | 0.00049815
| 3797.6 | 0.00049506
| 3799.16 | 0.00048526
| 3800.73 | 0.00048212
| 3802.3 | 0.00047697
| 3803.87 | 0.00047037
| 3805.44 | 0.00046344
| 3807.01 | 0.00045729
| 3808.58 | 0.00045493
| 3810.16 | 0.00044838
| 3811.73 | 0.00043953
| 3813.31 | 0.00043582
| 3814.89 | 0.00042786
| 3816.47 | 0.0004216
| 3818.05 | 0.00042193
| 3819.63 | 0.00041264
| 3821.21 | 0.00040974
| 3822.8 | 0.00040352
| 3824.38 | 0.00040057
| 3825.97 | 0.0003909
| 3827.56 | 0.00038976
| 3829.15 | 0.00037782
| 3830.74 | 0.00038313
| 3832.33 | 0.00037159
| 3833.93 | 0.00036737
| 3835.52 | 0.00036363
| 3837.12 | 0.00035895
| 3838.72 | 0.00035191
| 3840.32 | 0.00035156
| 3841.91 | 0.00034782
| 3843.52 | 0.00034181
| 3845.12 | 0.00033829
| 3846.72 | 0.00033523
| 3848.33 | 0.00033158
| 3849.94 | 0.00032613
| 3851.55 | 0.00032091
| 3853.16 | 0.00031392
| 3854.77 | 0.00031257
| 3856.38 | 0.00030989
| 3857.99 | 0.00030474
| 3859.61 | 0.00030019
| 3861.23 | 0.0002967
| 3862.84 | 0.00028676
| 3864.46 | 0.00028793
| 3866.08 | 0.00028679
| 3867.71 | 0.00028254
| 3869.33 | 0.00027461
| 3870.95 | 0.00027136
| 3872.58 | 0.00026594
| 3874.21 | 0.00026651
| 3875.84 | 0.00026231
| 3877.47 | 0.00026483
| 3879.1 | 0.00025817
| 3880.73 | 0.00025362
| 3882.37 | 0.00024878
| 3884 | 0.00024379
| 3885.64 | 0.00024366
| 3887.28 | 0.00024057
| 3888.92 | 0.00023597
| 3890.56 | 0.00023375
| 3892.2 | 0.00022687
| 3893.84 | 0.00022871
| 3895.49 | 0.00022533
| 3897.14 | 0.00021959
| 3898.79 | 0.00021999
| 3900.44 | 0.0002165
| 3902.09 | 0.00021114
| 3903.74 | 0.00020933
| 3905.39 | 0.00020521
| 3907.05 | 0.00020405
| 3908.7 | 0.00020234
| 3910.36 | 0.00019825
| 3912.02 | 0.00019506
| 3913.68 | 0.00019611
| 3915.35 | 0.00018991
| 3917.01 | 0.00018994
| 3918.67 | 0.00018574
| 3920.34 | 0.00018268
| 3922.01 | 0.00017984
| 3923.68 | 0.00017946
| 3925.35 | 0.00017906
| 3927.02 | 0.00017329
| 3928.69 | 0.00017115
| 3930.37 | 0.00017331
| 3932.04 | 0.00016573
| 3933.72 | 0.00016552
| 3935.4 | 0.0001617
| 3937.08 | 0.00016403
| 3938.76 | 0.00016129
| 3940.45 | 0.00015352
| 3942.13 | 0.00015127
| 3943.82 | 0.0001555
| 3945.51 | 0.00015138
| 3947.2 | 0.00014578
| 3948.89 | 0.00014386
| 3950.58 | 0.00014816
| 3952.28 | 0.00013847
| 3953.97 | 0.00014096
| 3955.67 | 0.00013774
| 3957.36 | 0.00013852
| 3959.06 | 0.00013636
| 3960.77 | 0.00013416
| 3962.47 | 0.00013538
| 3964.17 | 0.00012964
| 3965.88 | 0.00012864
| 3967.58 | 0.00012664
| 3969.29 | 0.00012626
| 3971 | 0.000121
| 3972.71 | 0.00012192
| 3974.43 | 0.00011827
| 3976.14 | 0.00011767
| 3977.86 | 0.00011843
| 3979.57 | 0.00011413
| 3981.29 | 0.00011369
| 3983.01 | 0.00011112
| 3984.73 | 0.00011296
| 3986.46 | 0.00011042
| 3988.18 | 0.00010568
| 3989.91 | 0.00010178
| 3991.64 | 0.00010554
| 3993.36 | 0.00010284
| 3995.1 | 0.00010262
| 3996.83 | 0.00010479
| 3998.56 | 9.7122e-05
| 4000.3 | 0.00010709
| 4002.03 | 9.918e-05
| 4003.77 | 9.9289e-05
| 4005.51 | 9.5254e-05
| 4007.25 | 9.2303e-05
| 4008.99 | 9.4604e-05
| 4010.74 | 9.057e-05
| 4012.49 | 9.3305e-05
| 4014.23 | 8.8052e-05
| 4015.98 | 8.816e-05
| 4017.73 | 8.3259e-05
| 4019.48 | 8.5182e-05
| 4021.24 | 8.2907e-05
| 4022.99 | 8.2718e-05
| 4024.75 | 8.2691e-05
| 4026.51 | 8.1527e-05
| 4028.27 | 7.9658e-05
| 4030.03 | 7.955e-05
| 4031.79 | 7.9577e-05
| 4033.55 | 7.3837e-05
| 4035.32 | 7.6382e-05
| 4037.09 | 7.5705e-05
| 4038.86 | 7.5841e-05
| 4040.62 | 7.5407e-05
| 4042.4 | 7.3322e-05
| 4044.17 | 7.3295e-05
| 4045.95 | 7.205e-05
| 4047.72 | 7.2429e-05
| 4049.5 | 7.2294e-05
| 4051.28 | 7.2727e-05
| 4053.06 | 6.3521e-05
| 4054.84 | 7.1942e-05
| 4056.63 | 6.6932e-05
| 4058.41 | 6.5335e-05
| 4060.2 | 6.3277e-05
| 4061.99 | 6.8963e-05
| 4063.78 | 6.6012e-05
| 4065.57 | 6.0028e-05
| 4067.37 | 6.0732e-05
| 4069.16 | 6.1084e-05
| 4070.96 | 6.149e-05
| 4072.76 | 6.0759e-05
| 4074.56 | 5.8079e-05
| 4076.36 | 5.6643e-05
| 4078.16 | 5.1797e-05
| 4079.97 | 5.4748e-05
| 4081.77 | 5.4125e-05
| 4083.58 | 4.9956e-05
| 4085.39 | 4.9983e-05
| 4087.2 | 5.3151e-05
| 4089.02 | 5.3773e-05
| 4090.83 | 5.5479e-05
| 4092.65 | 5.4342e-05
| 4094.47 | 5.0389e-05
| 4096.29 | 5.0118e-05
| 4098.11 | 5.2772e-05
| 4099.93 | 4.5326e-05
| 4101.75 | 5.1634e-05
| 4103.58 | 4.6734e-05
| 4105.41 | 4.6869e-05
| 4107.23 | 4.6896e-05
| 4109.07 | 4.5759e-05
| 4110.9 | 4.5678e-05
| 4112.73 | 4.4297e-05
| 4114.57 | 4.714e-05
| 4116.41 | 4.5894e-05
| 4118.24 | 4.3999e-05
| 4120.09 | 4.1995e-05
| 4121.93 | 4.2131e-05
| 4123.77 | 4.2808e-05
| 4125.62 | 4.6219e-05
| 4127.46 | 4.3891e-05
| 4129.31 | 3.8394e-05
| 4131.16 | 4.075e-05
| 4133.02 | 3.9558e-05
| 4134.87 | 3.7446e-05
| 4136.73 | 3.8665e-05
| 4138.58 | 4.0506e-05
| 4140.44 | 3.6715e-05
| 4142.3 | 3.9856e-05
| 4144.16 | 4.0804e-05
| 4146.03 | 4.0019e-05
| 4147.89 | 3.5957e-05
| 4149.76 | 3.7176e-05
| 4151.63 | 3.7257e-05
| 4153.5 | 3.26e-05
| 4155.37 | 3.482e-05
| 4157.25 | 3.5389e-05
| 4159.12 | 3.7203e-05
| 4161 | 3.1896e-05
| 4162.88 | 3.0163e-05
| 4164.76 | 3.5307e-05
| 4166.64 | 3.3872e-05
| 4168.53 | 3.2464e-05
| 4170.41 | 2.8457e-05
| 4172.3 | 3.1598e-05
| 4174.19 | 3.4441e-05
| 4176.08 | 2.8024e-05
| 4177.97 | 3.2519e-05
| 4179.87 | 2.973e-05
| 4181.76 | 2.8782e-05
| 4183.66 | 2.7943e-05
| 4185.56 | 3.0569e-05
| 4187.46 | 2.9946e-05
| 4189.36 | 2.954e-05
| 4191.27 | 2.6914e-05
| 4193.17 | 2.9594e-05
| 4195.08 | 2.6074e-05
| 4196.99 | 2.5722e-05
| 4198.91 | 1.8547e-05
| 4200.82 | 1.982e-05
| 4202.73 | 2.0253e-05
| 4204.65 | 2.1011e-05
| 4206.57 | 1.787e-05
| 4208.49 | 2.1769e-05
| 4210.41 | 2.2473e-05
| 4212.34 | 2.1607e-05
| 4214.26 | 1.6517e-05
| 4216.19 | 1.5731e-05
| 4218.12 | 2.1065e-05
| 4220.05 | 1.2563e-05
| 4221.98 | 1.5298e-05
| 4223.92 | 7.6084e-06
| 4225.85 | 1.3959e-06
| 4227.79 | 1.8513e-06
| 4229.73 | 5.4152e-06
| 4231.67 | 7.473e-06
| 4233.61 | 8.2583e-06
| 4235.56 | 6.4171e-06
| 4237.51 | 5.6589e-06
| 4239.46 | 1.2776e-06
| 4241.41 | 1.0993e-05
| 4243.36 | 7.9875e-06
| 4245.31 | 6.2275e-06
| 4247.27 | 6.5254e-06
| 4249.23 | 1.3132e-05
| 4251.19 | 8.4478e-06
| 4253.15 | 1.1372e-05
| 4255.11 | 1.3538e-05
| 4257.08 | 1.7627e-05
| 4259.04 | 1.4432e-05
| 4261.01 | 1.2374e-05
| 4262.98 | 3.2221e-06
| 4264.95 | 8.7998e-06
| 4266.93 | 1.1751e-05
| 4268.91 | 1.7225e-07
| 4270.88 | 9.8557e-06
| 4272.86 | 8.8539e-06
| 4274.84 | -1.1604e-06
| 4276.83 | 1.2563e-05
| 4278.81 | 7.8792e-06
| 4280.8 | 3.3845e-06
| 4282.79 | 1.5379e-05
| 4284.78 | 3.3033e-06
| 4286.77 | 1.3132e-05
| 4288.76 | 9.233e-06
| 4290.76 | 4.0885e-06
| 4292.76 | 1.3159e-05
| 4294.76 | 5.0633e-06
| 4296.76 | 7.7709e-06
| 4298.76 | 9.6121e-06
| 4300.77 | 9.9099e-06
| 4302.78 | 1.3511e-05
| 4304.79 | 1.0189e-06
| 4306.8 | 1.1995e-05
| 4308.81 | 4.7654e-06
| 4310.83 | 1.0424e-05
| 4312.84 | 8.9352e-06
| 4314.86 | 1.2888e-05
| 4316.88 | 7.6896e-06
| 4318.9 | 9.6391e-06
| 4320.93 | 8.1499e-06
| 4322.96 | 4.3863e-06
| 4324.98 | 1.4892e-05
| 4327.01 | 1.0208e-05
| 4329.05 | 1.2157e-05
| 4331.08 | 4.63e-06
| 4333.11 | 1.435e-05
| 4335.15 | 5.8755e-06
| 4337.19 | 1.3322e-05
| 4339.23 | 1.3078e-05
| 4341.28 | 1.1507e-05
| 4343.32 | 1.0641e-05
| 4345.37 | 1.2699e-05
| 4347.42 | 1.565e-05
| 4349.47 | 6.9857e-06
| 4351.52 | 9.6121e-06
| 4353.58 | 1.1345e-05
| 4355.64 | 8.9622e-06
| 4357.7 | 1.1886e-05
| 4359.76 | 1.3213e-05
| 4361.82 | 1.2509e-05
| 4363.88 | 8.529e-06
| 4365.95 | 8.0958e-06
| 4368.02 | 1.2157e-05
| 4370.09 | 9.8016e-06
| 4372.16 | 1.2049e-05
| 4374.24 | 8.8269e-06
| 4376.31 | 1.4892e-05
| 4378.39 | 1.2563e-05
| 4380.47 | 9.6391e-06
| 4382.55 | 1.1643e-05
| 4384.64 | 1.0722e-05
| 4386.73 | 7.6626e-06
| 4388.81 | 1.0939e-05
| 4390.9 | 9.3955e-06
| 4393 | 4.3051e-06
| 4395.09 | 9.6121e-06
| 4397.19 | 9.1247e-06
| 4399.29 | 1.3322e-05
| 4401.39 | 6.6337e-06
| 4403.49 | 1.0749e-05
| 4405.59 | 1.1534e-05
| 4407.7 | 1.4053e-05
| 4409.81 | 6.6608e-06
| 4411.92 | 7.094e-06
| 4414.03 | 6.6066e-06
| 4416.15 | 1.0587e-05
| 4418.26 | 4.7113e-06
| 4420.38 | 8.0416e-06
| 4422.5 | 1.0885e-05
| 4424.63 | 9.0164e-06
| 4426.75 | 6.1192e-06
| 4428.88 | 7.2564e-06
| 4431.01 | 9.0976e-06
| 4433.14 | 7.9063e-06
| 4435.27 | 1.0208e-05
| 4437.4 | 9.8557e-06
| 4439.54 | 6.4983e-06
| 4441.68 | 5.4694e-06
| 4443.82 | 8.7185e-06
| 4445.97 | 7.8792e-06
| 4448.11 | 6.6066e-06
| 4450.26 | 3.7094e-06
| 4452.41 | 8.4478e-06
| 4454.56 | 4.3051e-06
| 4456.71 | 7.3918e-06
| 4458.87 | 7.2294e-06
| 4461.03 | 5.5777e-06
| 4463.19 | 7.5543e-06
| 4465.35 | 9.2871e-06
| 4467.51 | 4.7113e-06
| 4469.68 | 8.5832e-06
| 4471.85 | 4.9008e-06
| 4474.02 | 1.1047e-05
| 4476.19 | 2.7889e-06
| 4478.36 | 1.1372e-05
| 4480.54 | 8.0687e-06
| 4482.72 | 5.2257e-06
| 4484.9 | 4.0614e-06
| 4487.08 | 7.6355e-06
| 4489.27 | 8.4749e-06
| 4491.46 | 4.8681e-07
| 4493.64 | 7.3106e-06
| 4495.83 | 7.121e-06
| 4498.03 | 2.6971e-06
| 4500.23 | 7.094e-06
| 4502.42 | 9.6933e-06
| 4504.62 | 8.3124e-06
| 4506.82 | 4.3593e-06
| 4509.03 | 7.3918e-06
| 4511.24 | 4.7113e-06
| 4513.45 | 5.1986e-06
| 4515.66 | 3.4658e-06
| 4517.87 | 4.278e-06
| 4520.08 | 1.6777e-06
| 4522.3 | 5.0091e-06
| 4524.52 | 4.603e-06
| 4526.74 | 8.0146e-06
| 4528.97 | 4.5217e-06
| 4531.19 | -3.9802e-07
| 4533.42 | 3.8719e-06
| 4535.65 | 5.686e-06
| 4537.88 | 4.8196e-06
| 4540.12 | 5.8485e-06
| 4542.36 | 3.547e-06
| 4544.6 | 5.4152e-06
| 4546.84 | 7.3647e-06
| 4549.08 | 3.6824e-06
| 4551.33 | 1.0127e-05
| 4553.58 | 3.9531e-06
| 4555.83 | 6.9044e-06
| 4558.08 | 5.1716e-06
| 4560.33 | 5.2799e-06
| 4562.59 | 5.686e-06
| 4564.85 | 2.9784e-06
| 4567.11 | 8.2835e-07
| 4569.38 | 5.6319e-06
| 4571.64 | 4.2239e-06
| 4573.91 | 3.7636e-06
| 4576.18 | 5.5506e-06
| 4578.45 | 4.63e-06
| 4580.73 | 5.5506e-06
| 4583.01 | 6.9586e-06
| 4585.29 | 2.4573e-06
| 4587.57 | 4.3593e-06
| 4589.85 | 2.36e-06
| 4592.14 | 6.9315e-06
| 4594.43 | -3.7051e-07
| 4596.72 | 3.5741e-06
| 4599.01 | 4.4676e-06
| 4601.31 | 3.2491e-06
| 4603.6 | 9.6597e-07
| 4605.9 | 1.7635e-06
| 4608.21 | 1.0202e-06
| 4610.51 | 3.5133e-07
| 4612.82 | -1.4973e-06
| 4615.13 | 3.0325e-06
| 4617.44 | 7.2835e-06
| 4619.75 | 2.0739e-06
| 4622.07 | 7.0669e-06
| 4624.39 | 2.9784e-06
| 4626.71 | 8.9955e-07
| 4629.03 | 2.843e-06
| 4631.36 | 2.9242e-06
| 4633.69 | 1.9892e-06
| 4636.02 | 3.4928e-06
| 4638.35 | -3.9365e-07
| 4640.69 | 3.5741e-06
| 4643.02 | 4.5222e-07
| 4645.36 | 4.1427e-06
| 4647.7 | 1.4958e-06
| 4650.05 | 3.7636e-06
| 4652.39 | 8.9559e-07
| 4654.74 | 2.8159e-06
| 4657.1 | -1.4826e-06
| 4659.45 | 3.1679e-06
| 4661.8 | 1.0504e-06
| 4664.16 | 1.2777e-06
| 4666.53 | 4.1697e-06
| 4668.89 | 1.9987e-06
| 4671.26 | -2.4251e-06
| 4673.62 | 1.8302e-06
| 4675.99 | -1.8113e-06
| 4678.37 | 4.0614e-06
| 4680.74 | -2.6375e-06
| 4683.12 | 1.7553e-06
| 4685.5 | -5.6691e-07
| 4687.88 | -2.0258e-06
| 4690.27 | 1.369e-06
| 4692.65 | -2.9242e-06
| 4695.05 | 8.5208e-07
| 4697.44 | -9.566e-07
| 4699.83 | 2.0708e-06
| 4702.23 | -7.5579e-07
| 4704.63 | 5.5557e-08
| 4707.03 | 1.306e-06
| 4709.44 | 1.4977e-06
| 4711.84 | 2.113e-06
| 4714.25 | 3.6824e-06
| 4716.67 | -7.2389e-07
| 4719.08 | 1.9783e-06
| 4721.5 | 1.5322e-07
| 4723.92 | 1.5615e-06
| 4726.34 | -2.3209e-06
| 4728.76 | 2.9513e-06
| 4731.19 | -1.5336e-06
| 4733.62 | 8.5055e-07
| 4736.05 | 8.1344e-07
| 4738.49 | 3.1408e-06
| 4740.92 | -2.0375e-06
| 4743.36 | -2.5642e-06
| 4745.81 | 1.9834e-06
| 4748.25 | 4.3863e-06
| 4750.7 | 2.2042e-06
| 4753.15 | 3.1679e-06
| 4755.6 | -7.0388e-07
| 4758.05 | -2.8159e-06
| 4760.51 | 7.9919e-07
| 4762.97 | -2.0767e-06
| 4765.43 | 1.598e-06
| 4767.9 | 2.6933e-07
| 4770.36 | 1.6254e-06
| 4772.83 | 2.185e-06
| 4775.31 | -7.6845e-07
| 4777.78 | -1.1653e-06
| 4780.26 | 6.742e-06
| 4782.74 | -1.5141e-06
| 4785.22 | 3.195e-06
| 4787.71 | 3.547e-06
| 4790.19 | -4.4355e-07
| 4792.69 | 6.2968e-08
| 4795.18 | -2.3798e-07
| 4797.67 | -1.2974e-06
| 4800.17 | 3.3304e-06
| 4802.67 | 1.3021e-06
| 4805.17 | -2.1441e-06
| 4807.68 | 8.1488e-07
| 4810.19 | 1.1764e-06
| 4812.7 | -1.4336e-06
| 4815.22 | 4.4676e-06
| 4817.73 | 4.8843e-07
| 4820.25 | 5.6398e-07
| 4822.77 | 3.4116e-06
| 4825.3 | -4.6073e-07
| 4827.82 | -3.7322e-10
| 4830.35 | -3.0096e-07
| 4832.89 | 1.3864e-07
| 4835.42 | -1.6848e-06
| 4837.96 | -3.5199e-06
| 4840.5 | 1.5967e-06
| 4843.04 | -2.5238e-07
| 4845.59 | 1.8549e-07
| 4848.14 | 6.8227e-07
| 4850.69 | -7.1448e-07
| 4853.24 | 2.0522e-06
| 4855.8 | -1.4094e-06
| 4858.36 | -2.1823e-06
| 4860.92 | -2.8159e-06
| 4863.48 | -4.6842e-06
| 4866.05 | 3.0055e-06
| 4868.62 | -3.934e-07
| 4871.19 | -3.6553e-06
| 4873.77 | -1.4947e-06
| 4876.35 | 2.6606e-06
| 4878.93 | -6.852e-07
| 4881.51 | -2.6082e-06
| 4884.1 | -2.009e-06
| 4886.69 | -4.4692e-07
| 4889.28 | -3.7636e-06
| 4891.87 | 1.7904e-07
| 4894.47 | -3.0325e-06
| 4897.07 | -1.2636e-06
| 4899.67 | -1.1908e-06
| 4902.28 | 1.2581e-07
| 4904.89 | -4.2239e-06
| 4907.5 | -6.0109e-06
| 4910.11 | 1.6084e-06
| 4912.73 | -3.7365e-06
| 4915.35 | -1.9195e-06
| 4917.97 | -2.7137e-07
| 4920.6 | -6.2005e-06
| 4923.22 | 1.2261e-06
| 4925.85 | -3.4928e-06
| 4928.49 | -4.3593e-06
| 4931.12 | -2.9784e-06
| 4933.76 | 6.669e-07
| 4936.4 | -4.4676e-06
| 4939.05 | -2.2996e-06
| 4941.7 | -9.1177e-07
| 4944.35 | -1.5215e-06
| 4947 | 8.3811e-07
| 4949.66 | -8.276e-07
| 4952.32 | -2.4871e-06
| 4954.98 | -6.4983e-06
| 4957.64 | -1.3227e-06
| 4960.31 | -1.4336e-06
| 4962.98 | -5.5236e-06
| 4965.66 | -3.6824e-06
| 4968.33 | -1.6701e-06
| 4971.01 | -5.0362e-06
| 4973.69 | -7.5813e-06
| 4976.38 | -1.4754e-06
| 4979.07 | -1.7669e-06
| 4981.75 | -3.7636e-06
| 4984.45 | -4.1427e-06
| 4987.15 | -3.1408e-06
| 4989.85 | -5.1716e-06
| 4992.55 | -6.8503e-06
| 4995.25 | -5.9026e-06
| 4997.96 | 2.5959e-07
| 5533.29 | 4.955e-06
| 5536.61 | 6.3629e-06
| 5539.94 | 6.7691e-06
| 5543.27 | 9.4767e-06
| 5546.61 | 5.0362e-06
| 5549.95 | 1.0587e-05
| 5553.29 | 7.0398e-06
| 5556.64 | 9.233e-06
| 5559.99 | 8.3936e-06
| 5563.34 | 7.7167e-06
| 5566.7 | 8.7185e-06
| 5570.07 | 6.1734e-06
| 5573.43 | 7.0669e-06
| 5576.81 | 9.2601e-06
| 5580.18 | 5.1445e-06
| 5583.56 | 5.7672e-06
| 5586.95 | 7.473e-06
| 5590.33 | 8.7998e-06
| 5593.73 | 6.7149e-06
| 5597.12 | 4.5488e-06
| 5600.52 | 4.7654e-06
| 5603.93 | 4.3863e-06
| 5607.34 | 1.0099e-05
| 5610.75 | 7.4189e-06
| 5614.17 | 7.6896e-06
| 5617.59 | 7.4189e-06
| 5621.01 | 4.4405e-06
| 5624.44 | 1.0506e-05
| 5627.88 | 9.2601e-06
| 5631.32 | 5.7402e-06
| 5634.76 | 8.6644e-06
| 5638.2 | 7.0669e-06
| 5641.65 | 3.3033e-06
| 5645.11 | 8.529e-06
| 5648.57 | 2.8972e-06
| 5652.03 | 6.5795e-06
| 5655.5 | 3.195e-06
| 5658.97 | 3.6282e-06
| 5662.45 | 4.4676e-06
| 5665.92 | 8.4207e-06
| 5669.41 | 8.5832e-06
| 5672.9 | 1.0127e-05
| 5676.39 | 7.446e-06
| 5679.89 | 5.1174e-06
| 5683.39 | 7.0398e-06
| 5686.9 | 5.8755e-06
| 5690.41 | 7.798e-06
| 5693.92 | 6.926e-07
| 5697.44 | 5.4423e-06
| 5700.97 | 6.8774e-06
| 5704.49 | 6.1192e-06
| 5708.03 | 1.5364e-06
| 5711.56 | 4.8466e-06
| 5715.1 | 6.9586e-06
| 5718.65 | 6.8503e-06
| 5722.2 | 7.4189e-06
| 5725.75 | 4.1697e-06
| 5729.31 | 6.6878e-06
| 5732.87 | 8.5019e-06
| 5736.44 | 9.8287e-06
| 5740.01 | 4.8737e-06
| 5743.59 | 9.0976e-06
| 5747.17 | 5.6589e-06
| 5750.76 | 7.0398e-06
| 5754.35 | 5.2257e-06
| 5757.94 | 7.5272e-06
| 5761.54 | 5.9838e-06
| 5765.14 | 3.0867e-06
| 5768.75 | 6.6337e-06
| 5772.36 | 5.0362e-06
| 5775.98 | 8.4478e-06
| 5779.6 | 2.6594e-06
| 5783.23 | 1.1128e-05
| 5786.86 | 6.5524e-06
| 5790.49 | 7.9604e-06
| 5794.13 | 8.4207e-06
| 5797.77 | 8.3395e-06
| 5801.42 | 5.8485e-06
| 5805.08 | 6.7961e-06
| 5808.74 | 6.742e-06
| 5812.4 | 6.9857e-06
| 5816.06 | 9.6662e-06
| 5819.74 | 6.1463e-06
| 5823.41 | 3.7907e-06
| 5827.09 | 8.6915e-06
| 5830.78 | 4.3322e-06
| 5834.47 | 7.2294e-06
| 5838.16 | 3.547e-06
| 5841.87 | 6.39e-06
| 5845.57 | 5.5777e-06
| 5849.28 | 6.2275e-06
| 5852.99 | 9.8287e-06
| 5856.71 | 3.4116e-06
| 5860.43 | 7.1752e-06
| 5864.16 | 6.9315e-06
| 5867.89 | 7.6896e-06
| 5871.63 | 1.0885e-05
| 5875.38 | 4.251e-06
| 5879.12 | 6.0922e-06
| 5882.87 | 7.5543e-06
| 5886.63 | 7.0669e-06
| 5890.39 | 6.2546e-06
| 5894.16 | 1.1507e-05
| 5897.93 | 1.0208e-05
| 5901.7 | 9.7204e-06
| 5905.49 | 9.9911e-06
| 5909.27 | 1.121e-05
| 5913.06 | 4.9279e-06
| 5916.86 | 6.0922e-06
| 5920.66 | 6.39e-06
| 5924.46 | 7.3647e-06
| 5928.27 | 6.9586e-06
| 5932.08 | 8.4207e-06
| 5935.91 | 1.9416e-06
| 5939.73 | 7.446e-06
| 5943.56 | 1.0803e-05
| 5947.39 | 1.0506e-05
| 5951.23 | 8.0146e-06
| 5955.08 | 8.5832e-06
| 5958.93 | 9.0435e-06
| 5962.78 | 9.9099e-06
| 5966.64 | 1.3538e-05
| 5970.51 | 3.5741e-06
| 5974.38 | 1.213e-05
| 5978.25 | 3.7094e-06
| 5982.13 | 6.7691e-06
| 5986.01 | 9.1247e-06
| 5989.9 | 4.3051e-06
| 5993.8 | 8.3936e-06
| 5997.7 | 1.0749e-05
| 6001.6 | 8.177e-06
| 6005.51 | 6.2546e-06
| 6009.43 | 6.6066e-06
| 6013.35 | 8.6102e-06
| 6017.27 | 6.038e-06
| 6021.2 | 7.9875e-06
| 6025.14 | 1.0262e-05
| 6029.08 | 1.0316e-05
| 6033.03 | 8.9622e-06
| 6036.97 | 9.5579e-06
| 6040.93 | 7.3377e-06
| 6044.89 | 9.1518e-06
| 6048.86 | 1.4425e-06
| 6052.83 | 1.2628e-06
| 6056.81 | 1.0614e-05
| 6060.79 | 1.056e-05
| 6064.78 | 7.473e-06
| 6068.77 | 8.9081e-06
| 6072.77 | 1.0072e-05
| 6076.77 | 9.7745e-06
| 6080.78 | 9.585e-06
| 6084.79 | 8.2853e-06
| 6088.81 | 1.0424e-05
| 6092.84 | 9.2871e-06
| 6096.87 | 5.9297e-06
| 6100.9 | 6.1192e-06
| 6104.94 | 1.0722e-05
| 6108.99 | 9.7474e-06
| 6113.04 | 1.1318e-05
| 6117.09 | 7.446e-06
| 6121.16 | 6.4983e-06
| 6125.23 | 1.3267e-05
| 6129.3 | 8.5019e-06
| 6133.37 | 1.2103e-05
| 6137.46 | 8.9352e-06
| 6141.55 | 9.6391e-06
| 6145.64 | 1.0614e-05
| 6149.74 | 1.232e-05
| 6153.85 | 1.3213e-05
| 6157.96 | 1.3809e-05
| 6162.07 | 7.9604e-06
| 6166.19 | 1.1155e-05
| 6170.32 | 1.0099e-05
| 6174.46 | 1.1616e-05
| 6178.59 | 1.1047e-05
| 6182.74 | 9.3955e-06
| 6186.89 | 7.3647e-06
| 6191.04 | 9.9099e-06
| 6195.2 | 1.2834e-05
| 6199.37 | 1.037e-05
| 6203.54 | 9.3684e-06
| 6207.72 | 1.2645e-05
| 6211.9 | 1.2888e-05
| 6216.09 | 9.4496e-06
| 6220.28 | 1.0776e-05
| 6224.48 | 9.7745e-06
| 6228.69 | 1.0181e-05
| 6232.9 | 1.2428e-05
| 6237.12 | 1.0289e-05
| 6241.34 | 9.3413e-06
| 6245.57 | 7.5813e-06
| 6249.8 | 1.121e-05
| 6254.05 | 1.1751e-05
| 6258.29 | 1.1697e-05
| 6262.54 | 9.4225e-06
| 6266.8 | 1.4242e-05
| 6271.06 | 5.9568e-06
| 6275.33 | 1.1534e-05
| 6279.6 | 7.5543e-06
| 6283.89 | 9.4767e-06
| 6288.17 | 6.4712e-06
| 6292.47 | 8.7185e-06
| 6296.77 | 8.7998e-06
| 6301.07 | 1.3701e-05
| 6305.38 | 1.1182e-05
| 6309.69 | 1.1643e-05
| 6314.02 | 9.1247e-06
| 6318.34 | 9.1247e-06
| 6322.68 | 8.6102e-06
| 6327.02 | 9.2871e-06
| 6331.36 | 7.446e-06
| 6335.71 | 1.0587e-05
| 6340.07 | 1.1426e-05
| 6344.43 | 4.3051e-06
| 6348.8 | 1.1941e-05
| 6353.18 | 1.0451e-05
| 6357.56 | 1.0451e-05
| 6361.95 | 1.1074e-05
| 6366.34 | 9.5308e-06
| 6370.74 | 5.9568e-06
| 6375.15 | 8.7998e-06
| 6379.56 | 1.3673e-05
| 6383.98 | 8.4749e-06
| 6388.4 | 1.037e-05
| 6392.83 | 1.0803e-05
| 6397.27 | 6.9586e-06
| 6401.71 | 1.1995e-05
| 6406.16 | 1.2807e-05
| 6410.61 | 9.0976e-06
| 6415.08 | 6.1192e-06
| 6419.54 | 7.3106e-06
| 6424.01 | 1.4025e-05
| 6428.5 | 1.5054e-05
| 6432.98 | 8.6102e-06
| 6437.47 | 1.0181e-05
| 6441.97 | 9.5308e-06
| 6446.48 | 7.9063e-06
| 6450.99 | 8.2583e-06
| 6455.51 | 1.343e-05
| 6460.03 | 1.0045e-05
| 6464.56 | 1.1345e-05
| 6469.1 | 1.0506e-05
| 6473.64 | 1.1345e-05
| 6478.19 | 8.5019e-06
| 6482.74 | 1.2049e-05
| 6487.31 | 1.1453e-05
| 6491.88 | 6.4983e-06
| 6496.45 | 7.094e-06
| 6501.03 | 1.1345e-05
| 6505.62 | 1.343e-05
| 6510.21 | 9.7474e-06
| 6514.82 | 1.6192e-05
| 6519.42 | 7.6084e-06
| 6524.03 | 1.0289e-05
| 6528.66 | 9.8016e-06
| 6533.28 | 1.5758e-05
| 6537.92 | 1.4459e-05
| 6542.55 | 8.0687e-06
| 6547.2 | 1.121e-05
| 6551.86 | 1.3565e-05
| 6556.52 | 1.2672e-05
| 6561.18 | 1.0695e-05
| 6565.85 | 1.2238e-05
| 6570.54 | 1.1237e-05
| 6575.22 | 6.0109e-06
| 6579.92 | 1.3484e-05
| 6584.61 | 1.2942e-05
| 6589.32 | 9.7204e-06
| 6594.04 | 5.6048e-06
| 6598.76 | 1.3159e-05
| 6603.48 | 1.1291e-05
| 6608.21 | 1.3159e-05
| 6612.96 | 1.0993e-05
| 6617.7 | 1.3511e-05
| 6622.46 | 1.3051e-05
| 6627.22 | 1.4269e-05
| 6631.99 | 1.1047e-05
| 6636.76 | 1.083e-05
| 6641.54 | 9.1788e-06
| 6646.33 | 9.6662e-06
| 6651.13 | 1.1182e-05
| 6655.93 | 1.2455e-05
| 6660.74 | 1.5271e-05
| 6665.56 | 1.2699e-05
| 6670.38 | 1.297e-05
| 6675.21 | 1.4107e-05
| 6680.04 | 1.3078e-05
| 6684.89 | 9.4496e-06
| 6689.74 | 1.3484e-05
| 6694.6 | 1.6273e-05
| 6699.46 | 1.6787e-05
| 6704.34 | 1.4811e-05
| 6709.22 | 1.0235e-05
| 6714.1 | 1.5325e-05
| 6718.99 | 1.1643e-05
| 6723.9 | 1.0668e-05
| 6728.8 | 1.4134e-05
| 6733.72 | 1.5352e-05
| 6738.64 | 1.4567e-05
| 6743.57 | 1.6273e-05
| 6748.51 | 1.6489e-05
| 6753.45 | 1.2753e-05
| 6758.4 | 1.2482e-05
| 6763.36 | 1.4242e-05
| 6768.33 | 1.3105e-05
| 6773.3 | 1.1724e-05
| 6778.28 | 1.6137e-05
| 6783.27 | 1.5109e-05
| 6788.26 | 1.4865e-05
| 6793.27 | 9.4225e-06
| 6798.28 | 1.6246e-05
| 6803.29 | 1.9089e-05
| 6808.32 | 1.8141e-05
| 6813.35 | 1.3998e-05
| 6818.39 | 1.3213e-05
| 6823.44 | 1.3484e-05
| 6828.49 | 1.7058e-05
| 6833.55 | 1.4865e-05
| 6838.62 | 1.3619e-05
| 6843.7 | 1.8006e-05
| 6848.78 | 1.3836e-05
| 6853.87 | 1.1264e-05
| 6858.97 | 1.2103e-05
| 6864.08 | 1.1426e-05
| 6869.2 | 1.4459e-05
| 6874.32 | 1.8033e-05
| 6879.45 | 1.8358e-05
| 6884.59 | 1.5488e-05
| 6889.73 | 1.5569e-05
| 6894.89 | 1.6083e-05
| 6900.04 | 1.722e-05
| 6905.21 | 1.3024e-05
| 6910.39 | 1.6598e-05
| 6915.58 | 1.982e-05
| 6920.76 | 1.9793e-05
| 6925.97 | 1.7572e-05
| 6931.17 | 1.8601e-05
| 6936.39 | 1.2211e-05
| 6941.61 | 1.5677e-05
| 6946.84 | 1.8141e-05
| 6952.08 | 1.6219e-05
| 6957.33 | 1.3294e-05
| 6962.59 | 1.3213e-05
| 6967.84 | 1.76e-05
| 6973.12 | 1.5461e-05
| 6978.4 | 1.3267e-05
| 6983.68 | 1.5136e-05
| 6988.98 | 1.5867e-05
| 6994.28 | 1.1182e-05
| 6999.59 | 1.7654e-05
| 7004.91 | 1.7004e-05
| 7010.24 | 1.3673e-05
| 7015.57 | 1.4757e-05
| 7020.91 | 1.4757e-05
| 7026.27 | 1.741e-05
| 7031.63 | 1.9793e-05
| 7037 | 1.4675e-05
| 7042.37 | 1.9414e-05
| 7047.75 | 1.3646e-05
| 7053.15 | 1.5975e-05
| 7058.55 | 1.4757e-05
| 7063.96 | 1.7681e-05
| 7069.37 | 1.4757e-05
| 7074.8 | 1.6165e-05
| 7080.23 | 1.8628e-05
| 7085.68 | 1.7112e-05
| 7091.12 | 1.8114e-05
| 7096.58 | 1.6814e-05
| 7102.05 | 1.7085e-05
| 7107.53 | 1.6977e-05
| 7113.01 | 1.4161e-05
| 7118.5 | 1.5813e-05
| 7124 | 1.5948e-05
| 7129.51 | 1.8087e-05
| 7135.03 | 1.7654e-05
| 7140.56 | 1.9684e-05
| 7146.09 | 1.5623e-05
| 7151.64 | 2.0091e-05
| 7157.19 | 1.9116e-05
| 7162.75 | 1.6787e-05
| 7168.32 | 1.676e-05
| 7173.9 | 2.1742e-05
| 7179.49 | 1.9197e-05
| 7185.08 | 1.8628e-05
| 7190.69 | 2.0334e-05
| 7196.3 | 2.0524e-05
| 7201.92 | 2.1011e-05
| 7207.56 | 1.4242e-05
| 7213.2 | 2.1228e-05
| 7218.84 | 2.204e-05
| 7224.5 | 1.7031e-05
| 7230.17 | 2.1147e-05
| 7235.84 | 2.0172e-05
| 7241.52 | 2.2988e-05
| 7247.22 | 2.0849e-05
| 7252.92 | 1.722e-05
| 7258.63 | 1.7897e-05
| 7264.35 | 1.7329e-05
| 7270.08 | 1.6571e-05
| 7275.82 | 1.936e-05
| 7281.57 | 2.2609e-05
| 7287.32 | 2.0063e-05
| 7293.09 | 1.9684e-05
| 7298.86 | 2.1959e-05
| 7304.64 | 2.0984e-05
| 7310.44 | 2.1499e-05
| 7316.24 | 2.2798e-05
| 7322.05 | 1.9766e-05
| 7327.87 | 2.0822e-05
| 7333.7 | 2.0984e-05
| 7339.54 | 1.8006e-05
| 7345.39 | 2.0443e-05
| 7351.24 | 2.4585e-05
| 7357.11 | 2.223e-05
| 7362.99 | 2.3421e-05
| 7368.88 | 2.1959e-05
| 7374.77 | 2.3935e-05
| 7380.67 | 1.9251e-05
| 7386.59 | 2.4883e-05
| 7392.51 | 2.1932e-05
| 7398.45 | 2.3773e-05
| 7404.39 | 2.315e-05
| 7410.34 | 2.3096e-05
| 7416.3 | 2.2121e-05
| 7422.27 | 2.0009e-05
| 7428.25 | 2.1282e-05
| 7434.24 | 2.4775e-05
| 7440.24 | 2.4721e-05
| 7446.25 | 2.2527e-05
| 7452.28 | 2.1851e-05
| 7458.3 | 2.223e-05
| 7464.34 | 2.6453e-05
| 7470.39 | 2.1417e-05
| 7476.45 | 2.6481e-05
| 7482.52 | 2.269e-05
| 7488.59 | 2.0957e-05
| 7494.68 | 2.797e-05
| 7500.78 | 2.3421e-05
| 7506.89 | 2.4179e-05
| 7513.01 | 2.3448e-05
| 7519.14 | 2.1851e-05
| 7525.28 | 2.1986e-05
| 7531.42 | 2.4477e-05
| 7537.58 | 2.3719e-05
| 7543.75 | 2.3069e-05
| 7549.93 | 2.3096e-05
| 7556.12 | 2.3096e-05
| 7562.32 | 2.3719e-05
| 7568.52 | 2.399e-05
| 7574.74 | 2.7428e-05
| 7580.97 | 2.7076e-05
| 7587.21 | 2.3258e-05
| 7593.46 | 2.2365e-05
| 7599.72 | 2.5939e-05
| 7605.99 | 2.4531e-05
| 7612.27 | 2.5858e-05
| 7618.57 | 2.6643e-05
| 7624.86 | 2.7239e-05
| 7631.18 | 2.8593e-05
| 7637.5 | 2.3908e-05
| 7643.83 | 2.537e-05
| 7650.17 | 2.4964e-05
| 7656.53 | 2.4748e-05
| 7662.89 | 2.3421e-05
| 7669.27 | 2.9107e-05
| 7675.66 | 2.1201e-05
| 7682.05 | 2.9242e-05
| 7688.46 | 2.7185e-05
| 7694.88 | 2.602e-05
| 7701.31 | 2.8078e-05
| 7707.75 | 2.2879e-05
| 7714.19 | 2.6941e-05
| 7720.65 | 2.5695e-05
| 7727.13 | 2.7807e-05
| 7733.61 | 2.6074e-05
| 7740.1 | 2.5912e-05
| 7746.61 | 2.4612e-05
| 7753.12 | 2.2771e-05
| 7759.65 | 2.4856e-05
| 7766.18 | 2.5939e-05
| 7772.73 | 2.5939e-05
| 7779.29 | 2.9513e-05
| 7785.86 | 2.8105e-05
| 7792.45 | 2.2934e-05
| 7799.03 | 2.8809e-05
| 7805.64 | 2.8647e-05
| 7812.26 | 2.4666e-05
| 7818.88 | 2.8105e-05
| 7825.52 | 3.1273e-05
| 7832.17 | 2.602e-05
| 7838.83 | 2.7401e-05
| 7845.5 | 3.0136e-05
| 7852.18 | 2.862e-05
| 7858.87 | 2.6508e-05
| 7865.58 | 2.713e-05
| 7872.3 | 2.6237e-05
| 7879.03 | 3.0948e-05
| 7885.77 | 2.4802e-05
| 7892.52 | 2.9513e-05
| 7899.28 | 2.7699e-05
| 7906.06 | 2.4558e-05
| 7912.84 | 2.5289e-05
| 7919.64 | 2.5858e-05
| 7926.45 | 2.7591e-05
| 7933.27 | 2.3096e-05
| 7940.11 | 2.2825e-05
| 7946.95 | 2.6805e-05
| 7953.8 | 2.4369e-05
| 7960.67 | 2.5073e-05
| 7967.56 | 2.5127e-05
| 7974.45 | 2.7834e-05
| 7981.35 | 2.6833e-05
| 7988.27 | 2.6129e-05
| 7995.2 | 2.4152e-05
| 8002.14 | 2.7157e-05
| 8009.09 | 2.7726e-05
| 8016.05 | 2.4071e-05
| 8023.03 | 2.8132e-05
| 8030.02 | 2.7374e-05
| 8037.02 | 2.6047e-05
| 8044.04 | 2.6805e-05
| 8051.06 | 2.9269e-05
| 8058.1 | 2.7482e-05
| 8065.15 | 2.5316e-05
| 8072.21 | 2.7239e-05
| 8079.28 | 2.8511e-05
| 8086.37 | 3.0623e-05
| 8093.47 | 3.0407e-05
| 8100.58 | 2.8782e-05
| 8107.7 | 2.5614e-05
| 8114.84 | 2.6751e-05
| 8121.99 | 2.5289e-05
| 8129.16 | 2.5316e-05
| 8136.33 | 2.6426e-05
| 8143.51 | 2.6291e-05
| 8150.72 | 2.7645e-05
| 8157.93 | 3.3195e-05
| 8165.16 | 2.9486e-05
| 8172.4 | 3.065e-05
| 8179.64 | 2.7645e-05
| 8186.91 | 3.1706e-05
| 8194.19 | 2.6833e-05
| 8201.48 | 2.8565e-05
| 8208.78 | 2.7726e-05
| 8216.1 | 2.9053e-05
| 8223.43 | 3e-05
| 8230.77 | 2.6995e-05
| 8238.12 | 3.2627e-05
| 8245.49 | 2.9053e-05
| 8252.87 | 3.371e-05
| 8260.27 | 3.3087e-05
| 8267.68 | 2.973e-05
| 8275.1 | 2.732e-05
| 8282.53 | 3.3656e-05
| 8289.98 | 2.9026e-05
| 8297.45 | 2.9676e-05
| 8304.92 | 3.3277e-05
| 8312.41 | 3.0515e-05
| 8319.91 | 3.2681e-05
| 8327.43 | 3.3006e-05
| 8334.96 | 3.4712e-05
| 8342.5 | 3.1842e-05
| 8350.05 | 3.3791e-05
| 8357.63 | 3.0704e-05
| 8365.21 | 2.8809e-05
| 8372.81 | 2.8701e-05
| 8380.42 | 3.1679e-05
| 8388.04 | 3.4414e-05
| 8395.69 | 3.9098e-05
| 8403.34 | 3.4468e-05
| 8411 | 3.436e-05
| 8418.68 | 3.4306e-05
| 8426.38 | 3.3168e-05
| 8434.09 | 3.4089e-05
| 8441.82 | 3.0704e-05
| 8449.55 | 3.3981e-05
| 8457.3 | 3.436e-05
| 8465.07 | 3.306e-05
| 8472.85 | 3.3764e-05
| 8480.64 | 3.0677e-05
| 8488.45 | 3.0407e-05
| 8496.28 | 3.1002e-05
| 8504.12 | 3.7988e-05
| 8511.97 | 3.2085e-05
| 8519.83 | 3.6038e-05
| 8527.72 | 3.7555e-05
| 8535.61 | 3.1192e-05
| 8543.53 | 3.547e-05
| 8551.45 | 3.1923e-05
| 8559.39 | 3.3872e-05
| 8567.34 | 3.2167e-05
| 8575.31 | 3.1679e-05
| 8583.3 | 3.5334e-05
| 8591.29 | 3.547e-05
| 8599.31 | 3.4928e-05
| 8607.34 | 3.7365e-05
| 8615.39 | 3.5226e-05
| 8623.44 | 3.4739e-05
| 8631.52 | 3.5578e-05
| 8639.61 | 3.325e-05
| 8647.71 | 3.5524e-05
| 8655.84 | 3.3954e-05
| 8663.96 | 3.4143e-05
| 8672.12 | 4.1562e-05
| 8680.28 | 3.8069e-05
| 8688.47 | 3.5416e-05
| 8696.67 | 3.4251e-05
| 8704.87 | 3.3872e-05
| 8713.1 | 3.5118e-05
| 8721.35 | 3.7176e-05
| 8729.61 | 3.2464e-05
| 8737.88 | 3.4901e-05
| 8746.17 | 3.4685e-05
| 8754.47 | 3.9423e-05
| 8762.8 | 3.5362e-05
| 8771.13 | 3.3466e-05
| 8779.48 | 3.482e-05
| 8787.86 | 3.9396e-05
| 8796.24 | 3.7934e-05
| 8804.65 | 3.5172e-05
| 8813.06 | 4.01e-05
| 8821.49 | 3.9125e-05
| 8829.94 | 3.2356e-05
| 8838.41 | 3.6499e-05
| 8846.9 | 3.4251e-05
| 8855.39 | 3.788e-05
| 8863.9 | 3.5524e-05
| 8872.44 | 3.8015e-05
| 8880.99 | 3.6607e-05
| 8889.54 | 3.6418e-05
| 8898.13 | 3.9883e-05
| 8906.73 | 3.1869e-05
| 8915.34 | 4.2185e-05
| 8923.97 | 3.7528e-05
| 8932.62 | 3.7419e-05
| 8941.28 | 3.547e-05
| 8949.96 | 3.2302e-05
| 8958.66 | 3.4712e-05
| 8967.37 | 3.7555e-05
| 8976.1 | 3.5497e-05
| 8984.86 | 3.9992e-05
| 8993.62 | 3.3764e-05
| 9002.41 | 3.7122e-05
| 9011.2 | 3.658e-05
| 9020.02 | 3.7555e-05
| 9028.86 | 3.658e-05
| 9037.71 | 3.4928e-05
| 9046.57 | 3.7609e-05
| 9055.46 | 3.6309e-05
| 9064.37 | 3.4901e-05
| 9073.29 | 3.7365e-05
| 9082.23 | 3.8313e-05
| 9091.18 | 3.352e-05
| 9100.16 | 3.2871e-05
| 9109.15 | 3.7284e-05
| 9118.16 | 3.436e-05
| 9127.19 | 3.4658e-05
| 9136.23 | 3.8205e-05
| 9145.3 | 3.7636e-05
| 9154.38 | 3.5768e-05
| 9163.48 | 3.7934e-05
| 9172.6 | 3.7203e-05
| 9181.73 | 3.8909e-05
| 9190.89 | 4.1183e-05
| 9200.06 | 3.8475e-05
| 9209.25 | 3.8394e-05
| 9218.46 | 3.9017e-05
| 9227.69 | 3.8611e-05
| 9236.94 | 3.7474e-05
| 9246.2 | 3.8827e-05
| 9255.48 | 3.5984e-05
| 9264.78 | 3.7934e-05
| 9274.11 | 4.1237e-05
| 9283.45 | 3.3845e-05
| 9292.81 | 4.0479e-05
| 9302.18 | 3.8692e-05
| 9311.58 | 3.834e-05
| 9320.99 | 4.0019e-05
| 9330.43 | 4.0046e-05
| 9339.88 | 4.3457e-05
| 9349.35 | 4.1724e-05
| 9358.84 | 3.5497e-05
| 9368.36 | 3.6472e-05
| 9377.88 | 3.8475e-05
| 9387.43 | 3.9965e-05
| 9397 | 4.0181e-05
| 9406.59 | 4.3105e-05
| 9416.2 | 3.9613e-05
| 9425.83 | 4.0723e-05
| 9435.48 | 4.3051e-05
| 9445.14 | 4.3024e-05
| 9454.83 | 4.3782e-05
| 9464.54 | 4.2131e-05
| 9474.26 | 4.4161e-05
| 9484.01 | 4.2456e-05
| 9493.78 | 4.3187e-05
| 9503.57 | 3.788e-05
| 9513.38 | 4.1427e-05
| 9523.2 | 4.0831e-05
| 9533.05 | 4.1616e-05
| 9542.92 | 3.7744e-05
| 9552.81 | 4.2862e-05
| 9562.72 | 4.4107e-05
| 9572.65 | 4.5813e-05
| 9582.6 | 3.9206e-05
| 9592.57 | 3.964e-05
| 9602.56 | 4.1129e-05
| 9612.57 | 4.1156e-05
| 9622.61 | 4.4919e-05
| 9632.67 | 4.3539e-05
| 9642.75 | 4.0289e-05
| 9652.84 | 3.9017e-05
| 9662.96 | 4.1102e-05
| 9673.1 | 4.5001e-05
| 9683.26 | 4.2618e-05
| 9693.44 | 4.0073e-05
| 9703.64 | 4.4053e-05
| 9713.87 | 3.9558e-05
| 9724.12 | 4.1697e-05
| 9734.39 | 4.1427e-05
| 9744.67 | 3.9829e-05
| 9754.98 | 4.1806e-05
| 9765.32 | 4.3566e-05
| 9775.68 | 4.2591e-05
| 9786.06 | 4.3322e-05
| 9796.45 | 4.4919e-05
| 9806.87 | 4.4161e-05
| 9817.32 | 4.427e-05
| 9827.79 | 4.1156e-05
| 9838.27 | 4.056e-05
| 9848.78 | 4.4134e-05
| 9859.32 | 4.871e-05
| 9869.88 | 4.5434e-05
| 9880.46 | 4.5786e-05
| 9891.05 | 4.2645e-05
| 9901.68 | 4.7952e-05
| 9912.33 | 4.6571e-05
| 9923 | 4.343e-05
| 9933.68 | 4.7438e-05
| 9944.4 | 4.7248e-05
| 9955.14 | 4.9333e-05
| 9965.91 | 4.5732e-05
| 9976.69 | 4.7573e-05
| 9987.5 | 4.5244e-05
| 9998.33 | 4.7167e-05
| 10009.19 | 4.8196e-05
| 10020.07 | 4.7735e-05
| 10030.97 | 5.4477e-05
| 10041.9 | 5.2961e-05
| 10052.85 | 4.9062e-05
| 10063.82 | 4.8818e-05
| 10074.82 | 5.0633e-05
| 10085.84 | 4.8466e-05
| 10096.89 | 4.8114e-05
| 10107.96 | 5.3719e-05
| 10119.06 | 5.2365e-05
| 10130.18 | 5.1282e-05
| 10141.32 | 5.1418e-05
| 10152.49 | 5.047e-05
| 10163.68 | 5.3367e-05
| 10174.9 | 5.1689e-05
| 10186.15 | 4.8981e-05
| 10197.41 | 5.3692e-05
| 10208.71 | 4.7519e-05
| 10220.02 | 5.1797e-05
| 10231.37 | 5.1634e-05
| 10242.73 | 5.1689e-05
| 10254.13 | 4.6734e-05
| 10265.55 | 4.8981e-05
| 10276.99 | 5.353e-05
| 10288.46 | 5.38e-05
| 10299.96 | 4.9116e-05
| 10311.48 | 4.7898e-05
| 10323.03 | 5.353e-05
| 10334.6 | 4.8033e-05
| 10346.2 | 5.1797e-05
| 10357.82 | 5.288e-05
| 10369.47 | 5.047e-05
| 10381.15 | 5.1824e-05
| 10392.85 | 4.9929e-05
| 10404.58 | 5.0795e-05
| 10416.34 | 4.9739e-05
| 10428.12 | 4.7113e-05
| 10439.93 | 5.3963e-05
| 10451.77 | 4.8494e-05
| 10463.63 | 5.0416e-05
| 10475.52 | 4.9089e-05
| 10487.44 | 4.9387e-05
| 10499.39 | 4.825e-05
| 10511.36 | 4.9929e-05
| 10523.36 | 5.3557e-05
| 10535.38 | 4.6896e-05
| 10547.44 | 4.9468e-05
| 10559.52 | 5.2663e-05
| 10571.63 | 5.0037e-05
| 10583.77 | 5.0687e-05
| 10595.93 | 5.4098e-05
| 10608.13 | 5.445e-05
| 10620.35 | 5.3963e-05
| 10632.6 | 5.0416e-05
| 10644.88 | 5.4911e-05
| 10657.18 | 4.8385e-05
| 10669.52 | 4.8873e-05
| 10681.88 | 5.7645e-05
| 10694.27 | 4.9929e-05
| 10706.69 | 4.5434e-05
| 10719.14 | 4.9468e-05
| 10731.62 | 4.8142e-05
| 10744.13 | 4.3863e-05
| 10756.66 | 4.5623e-05
| 10769.23 | 5.2365e-05
| 10781.83 | 5.0335e-05
| 10794.45 | 4.806e-05
| 10807.11 | 4.5732e-05
| 10819.79 | 5.2284e-05
| 10832.51 | 4.9604e-05
| 10845.25 | 4.6409e-05
| 10858.02 | 4.3132e-05
| 10870.83 | 4.9685e-05
| 10883.66 | 4.6409e-05
| 10896.53 | 4.9901e-05
| 10909.42 | 4.8575e-05
| 10922.35 | 4.8954e-05
| 10935.3 | 4.8873e-05
| 10948.29 | 4.8169e-05
| 10961.31 | 4.7302e-05
| 10974.36 | 4.806e-05
| 10987.44 | 5.0957e-05
| 11000.55 | 5.0281e-05
| 11013.69 | 5.1418e-05
| 11026.87 | 5.2393e-05
| 11040.07 | 4.9198e-05
| 11053.31 | 5.2041e-05
| 11066.58 | 4.5001e-05
| 11079.88 | 4.806e-05
| 11093.22 | 5.0037e-05
| 11106.58 | 4.8737e-05
| 11119.98 | 5.0524e-05
| 11133.41 | 5.0145e-05
| 11146.87 | 5.1147e-05
| 11160.37 | 4.6896e-05
| 11173.89 | 4.7627e-05
| 11187.45 | 4.4351e-05
| 11201.05 | 4.8033e-05
| 11214.67 | 4.8466e-05
| 11228.33 | 4.7844e-05
| 11242.03 | 5.0091e-05
| 11255.75 | 4.7275e-05
| 11269.51 | 4.649e-05
| 11283.31 | 4.7762e-05
| 11297.13 | 5.1986e-05
| 11311 | 4.8521e-05
| 11324.89 | 4.8954e-05
| 11338.82 | 4.9225e-05
| 11352.79 | 5.1255e-05
| 11366.78 | 4.5786e-05
| 11380.82 | 4.4243e-05
| 11394.88 | 4.8791e-05
| 11408.99 | 4.5434e-05
| 11423.12 | 4.3078e-05
| 11437.3 | 5.1093e-05
| 11451.5 | 4.7383e-05
| 11465.75 | 4.8575e-05
| 11480.03 | 4.871e-05
| 11494.34 | 5.1093e-05
| 11508.69 | 4.8277e-05
| 11523.08 | 4.955e-05
| 11537.5 | 4.7681e-05
| 11551.96 | 4.9739e-05
| 11566.45 | 4.936e-05
| 11580.98 | 4.9225e-05
| 11595.55 | 4.5678e-05
| 11610.15 | 4.4865e-05
| 11624.79 | 4.7546e-05
| 11639.47 | 4.8683e-05
| 11654.19 | 5.0741e-05
| 11668.94 | 4.9793e-05
| 11683.73 | 5.0199e-05
| 11698.56 | 4.7275e-05
| 11713.42 | 5.1147e-05
| 11728.32 | 4.1887e-05
| 11743.26 | 4.6598e-05
| 11758.24 | 4.9441e-05
| 11773.26 | 5.0849e-05
| 11788.31 | 5.3096e-05
| 11803.41 | 4.9712e-05
| 11818.54 | 4.8981e-05
| 11833.71 | 4.8873e-05
| 11848.92 | 4.8927e-05
| 11864.17 | 4.9929e-05
| 11879.46 | 4.5786e-05
| 11894.79 | 5.1391e-05
| 11910.16 | 5.1147e-05
| 11925.56 | 4.7817e-05
| 11941.01 | 4.8846e-05
| 11956.5 | 4.4595e-05
| 11972.03 | 4.871e-05
| 11987.6 | 4.6761e-05
| 12003.21 | 4.779e-05
| 12018.85 | 5.1553e-05
| 12034.55 | 4.5461e-05
| 12050.28 | 4.5542e-05
| 12066.05 | 4.8439e-05
| 12081.86 | 4.9414e-05
| 12097.72 | 4.7952e-05
| 12113.62 | 4.6517e-05
| 12129.55 | 4.7546e-05
| 12145.54 | 4.5813e-05
| 12161.56 | 4.714e-05
| 12177.62 | 4.7952e-05
| 12193.73 | 4.741e-05
| 12209.88 | 4.5759e-05
| 12226.08 | 4.8981e-05
| 12242.31 | 4.8385e-05
| 12258.59 | 4.7925e-05
| 12274.91 | 4.6003e-05
| 12291.28 | 4.7708e-05
| 12307.69 | 4.6869e-05
| 12324.15 | 4.2672e-05
| 12340.65 | 4.4243e-05
| 12357.19 | 4.7058e-05
| 12373.77 | 4.6679e-05
| 12390.41 | 4.6111e-05
| 12407.08 | 4.5055e-05
| 12423.8 | 4.6625e-05
| 12440.57 | 4.7925e-05
| 12457.38 | 4.6138e-05
| 12474.24 | 4.3349e-05
| 12491.14 | 4.5732e-05
| 12508.09 | 4.7356e-05
| 12525.08 | 4.8575e-05
| 12542.12 | 4.7735e-05
| 12559.21 | 4.9441e-05
| 12576.35 | 5.0876e-05
| 12593.53 | 4.8087e-05
| 12610.76 | 4.6138e-05
| 12628.03 | 5.4152e-05
| 12645.35 | 5.3882e-05
| 12662.72 | 4.7654e-05
| 12680.14 | 5.1905e-05
| 12697.61 | 4.7383e-05
| 12715.12 | 5.242e-05
| 12732.68 | 4.6706e-05
| 12750.29 | 5.3584e-05
| 12767.95 | 5.2393e-05
| 12785.66 | 5.7266e-05
| 12803.42 | 5.6021e-05
| 12821.23 | 5.4829e-05
| 12839.08 | 5.4504e-05
| 12856.99 | 5.8458e-05
| 12874.95 | 5.1309e-05
| 12892.95 | 5.2663e-05
| 12911.01 | 5.6968e-05
| 12929.12 | 5.3828e-05
| 12947.28 | 5.4044e-05
| 12965.49 | 5.2528e-05
| 12983.75 | 5.9568e-05
| 13002.06 | 5.1689e-05
| 13020.43 | 5.5073e-05
| 13038.84 | 5.4125e-05
| 13057.31 | 5.6021e-05
| 13075.83 | 5.6427e-05
| 13094.41 | 5.4965e-05
| 13113.03 | 5.9324e-05
| 13131.71 | 5.1526e-05
| 13150.44 | 5.418e-05
| 13169.23 | 5.5425e-05
| 13188.07 | 5.4559e-05
| 13206.97 | 5.4992e-05
| 13225.91 | 5.8458e-05
| 13244.92 | 5.3963e-05
| 13263.97 | 5.5046e-05
| 13283.09 | 5.4234e-05
| 13302.25 | 5.2447e-05
| 13321.48 | 5.1337e-05
| 13340.75 | 5.2609e-05
| 13360.09 | 5.2149e-05
| 13379.48 | 5.2365e-05
| 13398.93 | 5.9893e-05
| 13418.43 | 5.2311e-05
| 13437.99 | 5.2826e-05
| 13457.61 | 5.4532e-05
| 13477.28 | 5.6237e-05
| 13497.02 | 5.2176e-05
| 13516.81 | 5.7591e-05
| 13536.65 | 5.334e-05
| 13556.56 | 5.4748e-05
| 13576.53 | 5.5344e-05
| 13596.55 | 5.2068e-05
| 13616.63 | 5.1824e-05
| 13636.78 | 5.1986e-05
| 13656.98 | 5.4829e-05
| 13677.24 | 5.4829e-05
| 13697.56 | 5.4586e-05
| 13717.95 | 5.5885e-05
| 13738.39 | 5.177e-05
| 13758.9 | 5.6319e-05
| 13779.46 | 5.0416e-05
| 13800.09 | 5.0362e-05
| 13820.78 | 5.2907e-05
| 13841.53 | 4.9874e-05
| 13862.35 | 5.1337e-05
| 13883.23 | 5.2988e-05
| 13904.17 | 5.4234e-05
| 13925.17 | 4.8358e-05
| 13946.24 | 4.9956e-05
| 13967.37 | 5.1093e-05
| 13988.56 | 4.9631e-05
| 14009.82 | 5.1255e-05
| 14031.14 | 5.2095e-05
| 14052.53 | 5.4748e-05
| 14073.99 | 5.2663e-05
| 14095.51 | 4.9468e-05
| 14117.09 | 5.1093e-05
| 14138.74 | 4.5623e-05
| 14160.46 | 5.0578e-05
| 14182.25 | 5.0524e-05
| 14204.1 | 5.1418e-05
| 14226.02 | 5.242e-05
| 14248.01 | 4.8602e-05
| 14270.06 | 4.6138e-05
| 14292.19 | 4.6788e-05
| 14314.38 | 4.9252e-05
| 14336.64 | 4.649e-05
| 14358.97 | 4.7167e-05
| 14381.38 | 4.806e-05
| 14403.85 | 4.695e-05
| 14426.39 | 4.982e-05
| 14449 | 4.9712e-05
| 14471.68 | 4.9225e-05
| 14494.44 | 4.5488e-05
| 14517.26 | 4.1156e-05
| 14540.16 | 4.6057e-05
| 14563.13 | 4.7356e-05
| 14586.17 | 4.1697e-05
| 14609.29 | 4.7573e-05
| 14632.48 | 3.5118e-05
| 14655.74 | 3.7771e-05
| 14679.08 | 3.7203e-05
| 14702.49 | 4.0777e-05
| 14725.98 | 4.2537e-05
| 14749.54 | 4.2916e-05
| 14773.18 | 4.3836e-05
| 14796.89 | 3.8475e-05
| 14820.68 | 3.7853e-05
| 14844.54 | 4.0344e-05
| 14868.49 | 3.815e-05
| 14892.51 | 4.2158e-05
| 14916.6 | 3.9667e-05
| 14940.78 | 3.9261e-05
| 14965.03 | 3.13e-05
| 14989.37 | 3.5253e-05
| 15013.78 | 3.7528e-05
| 15038.27 | 2.908e-05
| 15062.85 | 3.6851e-05
| 15087.5 | 3.5605e-05
| 15112.23 | 3.6282e-05
| 15137.05 | 3.5849e-05
| 15161.94 | 3.4685e-05
| 15186.92 | 3.4387e-05
| 15211.98 | 2.9757e-05
| 15237.13 | 3.2519e-05
| 15262.35 | 3.2302e-05
| 15287.66 | 3.4387e-05
| 15313.06 | 3.1706e-05
| 15338.54 | 2.7997e-05
| 15364.1 | 3.1381e-05

## Normalized Spectra
LED Item # | M3400D1 |  |  | M4300D1 |  |  | M5200D1
Spectra | Wavelength (nm) | Normalized Intensity |  | Wavelength (nm) | Normalized Intensity |  | Wavelength (nm) | Normalized Intensity
| 2088.25 | 0.00237 | 4.74 | 2634.69 | 0.00156 | 924.14 | 3016 | 0.015 | 80
| 2088.72 | 0.00209 |  | 2718.37 | 0.00476 |  | 3024 | 0.016
| 2089.2 | 0.00138 |  | 2808.02 | 0.0079 |  | 3032 | 0.017
| 2089.67 | 0.00143 |  | 2931.44 | 0.01397 |  | 3040 | 0.018
| 2090.14 | 0.00123 |  | 3054.86 | 0.03024 |  | 3048 | 0.019
| 2090.62 | 0.0015 |  | 3168 | 0.05265 |  | 3056 | 0.019
| 2091.09 | 0.00262 |  | 3270.85 | 0.08324 |  | 3064 | 0.02
| 2091.57 | 0.00221 |  | 3358.27 | 0.11995 |  | 3072 | 0.021
| 2092.04 | 0.00251 |  | 3435.41 | 0.16076 |  | 3080 | 0.022
| 2092.52 | 0.00395 |  | 3502.26 | 0.20361 |  | 3088 | 0.023
| 2092.99 | 0.00197 |  | 3558.83 | 0.25055 |  | 3096 | 0.024
| 2093.47 | 0.00078883 |  | 3615.4 | 0.29545 |  | 3104 | 0.025
| 2093.94 | 0.00205 |  | 3661.68 | 0.34239 |  | 3112 | 0.026
| 2094.42 | 0.00392 |  | 3713.1 | 0.39138 |  | 3120 | 0.027
| 2094.89 | 0.00245 |  | 3754.24 | 0.43832 |  | 3128 | 0.027
| 2095.37 | 0.00176 |  | 3800.53 | 0.48731 |  | 3136 | 0.028
| 2095.85 | 0.00396 |  | 3841.67 | 0.53426 |  | 3144 | 0.029
| 2096.32 | 0.00261 |  | 3882.81 | 0.58325 |  | 3152 | 0.03
| 2096.8 | 0.00376 |  | 3923.95 | 0.63224 |  | 3160 | 0.031
| 2097.28 | 0.0026 |  | 3965.09 | 0.67918 |  | 3168 | 0.032
| 2097.75 | 0.00262 |  | 4006.23 | 0.72817 |  | 3176 | 0.033
| 2098.23 | 0.00179 |  | 4047.37 | 0.77716 |  | 3184 | 0.034
| 2098.71 | 0.00168 |  | 4093.65 | 0.82411 |  | 3192 | 0.035
| 2099.19 | 0.00293 |  | 4145.08 | 0.87105 |  | 3200 | 0.035
| 2099.66 | 0.00196 |  | 4201.64 | 0.91595 |  | 3208 | 0.036
| 2100.14 | 0.0016 |  | 4273.64 | 0.9588 |  | 3216 | 0.037
| 2100.62 | 0.00209 |  | 4316.33 | 0.98214 |  | 3224 | 0.038
| 2101.1 | 0.0028 |  | 4365.31 | 0.99184 |  | 3232 | 0.039
| 2101.58 | 0.00223 |  | 4395.92 | 0.9975 |  | 3240 | 0.04
| 2102.06 | 0.00166 |  | 4448.49 | 0.98934 |  | 3248 | 0.041
| 2102.54 | 0.00124 |  | 4485.71 | 0.97315 |  | 3256 | 0.042
| 2103.02 | 0.00242 |  | 4520.48 | 0.94847 |  | 3264 | 0.043
| 2103.5 | 0.00193 |  | 4566.76 | 0.89944 |  | 3272 | 0.044
| 2103.98 | 0.00284 |  | 4602.76 | 0.85246 |  | 3280 | 0.044
| 2104.46 | 0.00183 |  | 4638.76 | 0.80139 |  | 3288 | 0.045
| 2104.94 | 0.00097059 |  | 4669.62 | 0.75237 |  | 3296 | 0.046
| 2105.42 | 0.00265 |  | 4700.47 | 0.70335 |  | 3304 | 0.047
| 2105.9 | 0.00177 |  | 4731.33 | 0.65432 |  | 3312 | 0.048
| 2106.38 | 0.00264 |  | 4757.04 | 0.60326 |  | 3320 | 0.049
| 2106.86 | 0.0011 |  | 4787.89 | 0.55424 |  | 3328 | 0.05
| 2107.34 | 0.00234 |  | 4818.75 | 0.50522 |  | 3336 | 0.051
| 2107.83 | 0.00186 |  | 4844.46 | 0.45415 |  | 3344 | 0.052
| 2108.31 | 0.00143 |  | 4875.32 | 0.40513 |  | 3352 | 0.053
| 2108.79 | 0.00314 |  | 4906.17 | 0.35611 |  | 3360 | 0.054
| 2109.27 | 0.00283 |  | 4942.17 | 0.30708 |  | 3368 | 0.054
| 2109.76 | 0.00303 |  | 4978.17 | 0.25806 |  | 3376 | 0.055
| 2110.24 | 0.00367 |  | 5024.45 | 0.20903 |  | 3384 | 0.056
| 2110.72 | 0.00308 |  | 5070.73 | 0.16204 |  | 3392 | 0.057
| 2111.21 | 0.00187 |  | 5127.3 | 0.11709 |  | 3400 | 0.058
| 2111.69 | 0.00357 |  | 5199.3 | 0.07418 |  | 3408 | 0.059
| 2112.17 | 0.00228 |  | 5291.86 | 0.03942 |  | 3416 | 0.06
| 2112.66 | 0.00215 |  | 5399.86 | 0.01486 |  | 3424 | 0.061
| 2113.14 | 0.00334 |  | 5491.84 | 0.00591 |  | 3432 | 0.062
| 2113.63 | 0.00179 |  | 5581.63 | -0.00224 |  | 3440 | 0.063
| 2114.11 | 0.0033 |  |  |  |  | 3448 | 0.064
| 2114.6 | 0.00389 |  |  |  |  | 3456 | 0.064
| 2115.08 | 0.00244 |  |  |  |  | 3464 | 0.066
| 2115.57 | 0.00266 |  |  |  |  | 3472 | 0.068
| 2116.05 | 0.00319 |  |  |  |  | 3480 | 0.069
| 2116.54 | 0.00325 |  |  |  |  | 3488 | 0.071
| 2117.02 | 0.00352 |  |  |  |  | 3496 | 0.073
| 2117.51 | 0.00197 |  |  |  |  | 3504 | 0.074
| 2118 | 0.00227 |  |  |  |  | 3512 | 0.076
| 2118.48 | 0.00323 |  |  |  |  | 3520 | 0.078
| 2118.97 | 0.00181 |  |  |  |  | 3528 | 0.079
| 2119.46 | 0.00228 |  |  |  |  | 3536 | 0.081
| 2119.94 | 0.00216 |  |  |  |  | 3544 | 0.083
| 2120.43 | 0.00289 |  |  |  |  | 3552 | 0.084
| 2120.92 | 0.00437 |  |  |  |  | 3560 | 0.086
| 2121.41 | 0.00247 |  |  |  |  | 3568 | 0.088
| 2121.9 | 0.00203 |  |  |  |  | 3576 | 0.089
| 2122.39 | 0.00397 |  |  |  |  | 3584 | 0.091
| 2122.87 | 0.00354 |  |  |  |  | 3592 | 0.093
| 2123.36 | 0.00242 |  |  |  |  | 3600 | 0.094
| 2123.85 | 0.00265 |  |  |  |  | 3608 | 0.096
| 2124.34 | 0.00267 |  |  |  |  | 3616 | 0.098
| 2124.83 | 0.00223 |  |  |  |  | 3624 | 0.1
| 2125.32 | 0.00368 |  |  |  |  | 3632 | 0.102
| 2125.81 | 0.00364 |  |  |  |  | 3640 | 0.104
| 2126.3 | 0.00358 |  |  |  |  | 3648 | 0.107
| 2126.79 | 0.00223 |  |  |  |  | 3656 | 0.109
| 2127.28 | 0.00397 |  |  |  |  | 3664 | 0.111
| 2127.77 | 0.00351 |  |  |  |  | 3672 | 0.113
| 2128.26 | 0.00351 |  |  |  |  | 3680 | 0.116
| 2128.76 | 0.00257 |  |  |  |  | 3688 | 0.118
| 2129.25 | 0.00245 |  |  |  |  | 3696 | 0.12
| 2129.74 | 0.00317 |  |  |  |  | 3704 | 0.123
| 2130.23 | 0.00266 |  |  |  |  | 3712 | 0.125
| 2130.72 | 0.00383 |  |  |  |  | 3720 | 0.127
| 2131.22 | 0.00308 |  |  |  |  | 3728 | 0.129
| 2131.71 | 0.00415 |  |  |  |  | 3736 | 0.132
| 2132.2 | 0.00321 |  |  |  |  | 3744 | 0.134
| 2132.7 | 0.00423 |  |  |  |  | 3752 | 0.136
| 2133.19 | 0.00288 |  |  |  |  | 3760 | 0.139
| 2133.68 | 0.00201 |  |  |  |  | 3768 | 0.143
| 2134.18 | 0.00136 |  |  |  |  | 3776 | 0.147
| 2134.67 | 0.00248 |  |  |  |  | 3784 | 0.15
| 2135.17 | 0.00323 |  |  |  |  | 3792 | 0.154
| 2135.66 | 0.00316 |  |  |  |  | 3800 | 0.157
| 2136.16 | 0.00345 |  |  |  |  | 3808 | 0.161
| 2136.65 | 0.00382 |  |  |  |  | 3816 | 0.165
| 2137.15 | 0.00373 |  |  |  |  | 3824 | 0.168
| 2137.64 | 0.0026 |  |  |  |  | 3832 | 0.172
| 2138.14 | 0.00355 |  |  |  |  | 3840 | 0.175
| 2138.63 | 0.00177 |  |  |  |  | 3848 | 0.179
| 2139.13 | 0.00411 |  |  |  |  | 3856 | 0.183
| 2139.63 | 0.00314 |  |  |  |  | 3864 | 0.186
| 2140.12 | 0.0032 |  |  |  |  | 3872 | 0.19
| 2140.62 | 0.00316 |  |  |  |  | 3880 | 0.194
| 2141.12 | 0.00396 |  |  |  |  | 3888 | 0.197
| 2141.61 | 0.00369 |  |  |  |  | 3896 | 0.2
| 2142.11 | 0.00324 |  |  |  |  | 3904 | 0.204
| 2142.61 | 0.00402 |  |  |  |  | 3912 | 0.207
| 2143.11 | 0.00283 |  |  |  |  | 3920 | 0.211
| 2143.61 | 0.0026 |  |  |  |  | 3928 | 0.214
| 2144.11 | 0.00349 |  |  |  |  | 3936 | 0.218
| 2144.6 | 0.00322 |  |  |  |  | 3944 | 0.221
| 2145.1 | 0.00438 |  |  |  |  | 3952 | 0.225
| 2145.6 | 0.00385 |  |  |  |  | 3960 | 0.228
| 2146.1 | 0.00305 |  |  |  |  | 3968 | 0.231
| 2146.6 | 0.00459 |  |  |  |  | 3976 | 0.235
| 2147.1 | 0.00399 |  |  |  |  | 3984 | 0.238
| 2147.6 | 0.00452 |  |  |  |  | 3992 | 0.242
| 2148.1 | 0.00408 |  |  |  |  | 4000 | 0.245
| 2148.6 | 0.00279 |  |  |  |  | 4008 | 0.249
| 2149.1 | 0.00211 |  |  |  |  | 4016 | 0.252
| 2149.6 | 0.00498 |  |  |  |  | 4024 | 0.257
| 2150.11 | 0.00412 |  |  |  |  | 4032 | 0.262
| 2150.61 | 0.00492 |  |  |  |  | 4040 | 0.267
| 2151.11 | 0.00355 |  |  |  |  | 4048 | 0.272
| 2151.61 | 0.00313 |  |  |  |  | 4056 | 0.278
| 2152.11 | 0.00383 |  |  |  |  | 4064 | 0.283
| 2152.62 | 0.00376 |  |  |  |  | 4072 | 0.288
| 2153.12 | 0.0045 |  |  |  |  | 4080 | 0.294
| 2153.62 | 0.00413 |  |  |  |  | 4088 | 0.299
| 2154.13 | 0.00449 |  |  |  |  | 4096 | 0.304
| 2154.63 | 0.00333 |  |  |  |  | 4104 | 0.309
| 2155.13 | 0.00432 |  |  |  |  | 4112 | 0.315
| 2155.64 | 0.0053 |  |  |  |  | 4120 | 0.32
| 2156.14 | 0.00444 |  |  |  |  | 4128 | 0.325
| 2156.65 | 0.00473 |  |  |  |  | 4136 | 0.331
| 2157.15 | 0.00301 |  |  |  |  | 4144 | 0.336
| 2157.66 | 0.00477 |  |  |  |  | 4152 | 0.341
| 2158.16 | 0.00372 |  |  |  |  | 4160 | 0.347
| 2158.67 | 0.00331 |  |  |  |  | 4168 | 0.353
| 2159.17 | 0.00439 |  |  |  |  | 4176 | 0.358
| 2159.68 | 0.0035 |  |  |  |  | 4184 | 0.364
| 2160.18 | 0.00302 |  |  |  |  | 4192 | 0.37
| 2160.69 | 0.00426 |  |  |  |  | 4200 | 0.375
| 2161.2 | 0.0038 |  |  |  |  | 4208 | 0.381
| 2161.7 | 0.00283 |  |  |  |  | 4216 | 0.387
| 2162.21 | 0.00396 |  |  |  |  | 4224 | 0.392
| 2162.72 | 0.00439 |  |  |  |  | 4232 | 0.398
| 2163.22 | 0.00445 |  |  |  |  | 4240 | 0.404
| 2163.73 | 0.00539 |  |  |  |  | 4248 | 0.409
| 2164.24 | 0.00405 |  |  |  |  | 4256 | 0.415
| 2164.75 | 0.00408 |  |  |  |  | 4264 | 0.421
| 2165.26 | 0.00324 |  |  |  |  | 4272 | 0.426
| 2165.77 | 0.00294 |  |  |  |  | 4280 | 0.432
| 2166.27 | 0.00462 |  |  |  |  | 4288 | 0.438
| 2166.78 | 0.00352 |  |  |  |  | 4296 | 0.443
| 2167.29 | 0.00406 |  |  |  |  | 4304 | 0.449
| 2167.8 | 0.00333 |  |  |  |  | 4312 | 0.455
| 2168.31 | 0.00519 |  |  |  |  | 4320 | 0.46
| 2168.82 | 0.00365 |  |  |  |  | 4328 | 0.466
| 2169.33 | 0.00375 |  |  |  |  | 4336 | 0.471
| 2169.84 | 0.00512 |  |  |  |  | 4344 | 0.477
| 2170.35 | 0.00449 |  |  |  |  | 4352 | 0.483
| 2170.87 | 0.00442 |  |  |  |  | 4360 | 0.488
| 2171.38 | 0.00347 |  |  |  |  | 4368 | 0.494
| 2171.89 | 0.00375 |  |  |  |  | 4376 | 0.5
| 2172.4 | 0.00357 |  |  |  |  | 4384 | 0.505
| 2172.91 | 0.0054 |  |  |  |  | 4392 | 0.511
| 2173.42 | 0.00474 |  |  |  |  | 4400 | 0.517
| 2173.94 | 0.00541 |  |  |  |  | 4408 | 0.522
| 2174.45 | 0.00462 |  |  |  |  | 4416 | 0.528
| 2174.96 | 0.00387 |  |  |  |  | 4424 | 0.535
| 2175.48 | 0.00439 |  |  |  |  | 4432 | 0.542
| 2175.99 | 0.00512 |  |  |  |  | 4440 | 0.549
| 2176.5 | 0.00479 |  |  |  |  | 4448 | 0.556
| 2177.02 | 0.00481 |  |  |  |  | 4456 | 0.563
| 2177.53 | 0.00683 |  |  |  |  | 4464 | 0.57
| 2178.05 | 0.00421 |  |  |  |  | 4472 | 0.577
| 2178.56 | 0.00549 |  |  |  |  | 4480 | 0.584
| 2179.08 | 0.00523 |  |  |  |  | 4488 | 0.591
| 2179.59 | 0.00469 |  |  |  |  | 4496 | 0.598
| 2180.11 | 0.00467 |  |  |  |  | 4504 | 0.605
| 2180.62 | 0.00472 |  |  |  |  | 4512 | 0.612
| 2181.14 | 0.00547 |  |  |  |  | 4520 | 0.619
| 2181.66 | 0.00585 |  |  |  |  | 4528 | 0.626
| 2182.17 | 0.00476 |  |  |  |  | 4536 | 0.633
| 2182.69 | 0.00401 |  |  |  |  | 4544 | 0.64
| 2183.2 | 0.00501 |  |  |  |  | 4552 | 0.647
| 2183.72 | 0.00429 |  |  |  |  | 4560 | 0.654
| 2184.24 | 0.00507 |  |  |  |  | 4568 | 0.661
| 2184.76 | 0.0044 |  |  |  |  | 4576 | 0.668
| 2185.28 | 0.00472 |  |  |  |  | 4584 | 0.675
| 2185.79 | 0.00489 |  |  |  |  | 4592 | 0.682
| 2186.31 | 0.00378 |  |  |  |  | 4600 | 0.689
| 2186.83 | 0.00524 |  |  |  |  | 4608 | 0.695
| 2187.35 | 0.00508 |  |  |  |  | 4616 | 0.701
| 2187.87 | 0.0058 |  |  |  |  | 4624 | 0.707
| 2188.39 | 0.00434 |  |  |  |  | 4632 | 0.713
| 2188.91 | 0.00553 |  |  |  |  | 4640 | 0.719
| 2189.43 | 0.00482 |  |  |  |  | 4648 | 0.725
| 2189.95 | 0.00524 |  |  |  |  | 4656 | 0.731
| 2190.47 | 0.00417 |  |  |  |  | 4664 | 0.738
| 2190.99 | 0.0046 |  |  |  |  | 4672 | 0.744
| 2191.51 | 0.00559 |  |  |  |  | 4680 | 0.75
| 2192.03 | 0.00513 |  |  |  |  | 4688 | 0.756
| 2192.55 | 0.00329 |  |  |  |  | 4696 | 0.762
| 2193.07 | 0.00424 |  |  |  |  | 4704 | 0.768
| 2193.59 | 0.0051 |  |  |  |  | 4712 | 0.774
| 2194.12 | 0.00625 |  |  |  |  | 4720 | 0.78
| 2194.64 | 0.00643 |  |  |  |  | 4728 | 0.786
| 2195.16 | 0.00531 |  |  |  |  | 4736 | 0.792
| 2195.69 | 0.00482 |  |  |  |  | 4744 | 0.799
| 2196.21 | 0.00386 |  |  |  |  | 4752 | 0.805
| 2196.73 | 0.00466 |  |  |  |  | 4760 | 0.812
| 2197.26 | 0.00568 |  |  |  |  | 4768 | 0.819
| 2197.78 | 0.00463 |  |  |  |  | 4776 | 0.825
| 2198.3 | 0.00652 |  |  |  |  | 4784 | 0.832
| 2198.83 | 0.00477 |  |  |  |  | 4792 | 0.839
| 2199.35 | 0.00407 |  |  |  |  | 4800 | 0.845
| 2199.88 | 0.00452 |  |  |  |  | 4808 | 0.852
| 2200.4 | 0.00599 |  |  |  |  | 4816 | 0.858
| 2200.93 | 0.0056 |  |  |  |  | 4824 | 0.865
| 2201.45 | 0.00567 |  |  |  |  | 4832 | 0.871
| 2201.98 | 0.00541 |  |  |  |  | 4840 | 0.877
| 2202.5 | 0.00656 |  |  |  |  | 4848 | 0.882
| 2203.03 | 0.00601 |  |  |  |  | 4856 | 0.887
| 2203.56 | 0.00674 |  |  |  |  | 4864 | 0.893
| 2204.08 | 0.00633 |  |  |  |  | 4872 | 0.898
| 2204.61 | 0.005 |  |  |  |  | 4880 | 0.903
| 2205.14 | 0.00624 |  |  |  |  | 4888 | 0.908
| 2205.67 | 0.00627 |  |  |  |  | 4896 | 0.914
| 2206.19 | 0.00573 |  |  |  |  | 4904 | 0.919
| 2206.72 | 0.00577 |  |  |  |  | 4912 | 0.924
| 2207.25 | 0.00547 |  |  |  |  | 4920 | 0.93
| 2207.78 | 0.00528 |  |  |  |  | 4928 | 0.935
| 2208.31 | 0.00643 |  |  |  |  | 4936 | 0.939
| 2208.84 | 0.00707 |  |  |  |  | 4944 | 0.942
| 2209.37 | 0.00541 |  |  |  |  | 4952 | 0.946
| 2209.9 | 0.00481 |  |  |  |  | 4960 | 0.949
| 2210.43 | 0.00493 |  |  |  |  | 4968 | 0.952
| 2210.96 | 0.00456 |  |  |  |  | 4976 | 0.955
| 2211.49 | 0.00601 |  |  |  |  | 4984 | 0.959
| 2212.02 | 0.00569 |  |  |  |  | 4992 | 0.962
| 2212.55 | 0.0049 |  |  |  |  | 5000 | 0.965
| 2213.08 | 0.00526 |  |  |  |  | 5008 | 0.968
| 2213.61 | 0.00516 |  |  |  |  | 5016 | 0.972
| 2214.14 | 0.00566 |  |  |  |  | 5024 | 0.974
| 2214.68 | 0.00562 |  |  |  |  | 5032 | 0.976
| 2215.21 | 0.00579 |  |  |  |  | 5040 | 0.979
| 2215.74 | 0.00586 |  |  |  |  | 5048 | 0.981
| 2216.27 | 0.00661 |  |  |  |  | 5056 | 0.984
| 2216.81 | 0.00561 |  |  |  |  | 5064 | 0.986
| 2217.34 | 0.00599 |  |  |  |  | 5072 | 0.988
| 2217.87 | 0.00633 |  |  |  |  | 5080 | 0.989
| 2218.41 | 0.00591 |  |  |  |  | 5088 | 0.989
| 2218.94 | 0.0052 |  |  |  |  | 5096 | 0.99
| 2219.47 | 0.00735 |  |  |  |  | 5104 | 0.991
| 2220.01 | 0.00549 |  |  |  |  | 5112 | 0.991
| 2220.54 | 0.00828 |  |  |  |  | 5120 | 0.992
| 2221.08 | 0.00677 |  |  |  |  | 5128 | 0.993
| 2221.61 | 0.00668 |  |  |  |  | 5136 | 0.993
| 2222.15 | 0.00584 |  |  |  |  | 5144 | 0.993
| 2222.69 | 0.00613 |  |  |  |  | 5152 | 0.992
| 2223.22 | 0.00698 |  |  |  |  | 5160 | 0.991
| 2223.76 | 0.00737 |  |  |  |  | 5168 | 0.99
| 2224.29 | 0.00695 |  |  |  |  | 5176 | 0.989
| 2224.83 | 0.00683 |  |  |  |  | 5184 | 0.988
| 2225.37 | 0.00667 |  |  |  |  | 5192 | 0.987
| 2225.9 | 0.00604 |  |  |  |  | 5200 | 0.986
| 2226.44 | 0.00663 |  |  |  |  | 5208 | 0.984
| 2226.98 | 0.00753 |  |  |  |  | 5216 | 0.982
| 2227.52 | 0.00706 |  |  |  |  | 5224 | 0.98
| 2228.06 | 0.00672 |  |  |  |  | 5232 | 0.978
| 2228.6 | 0.00816 |  |  |  |  | 5240 | 0.976
| 2229.13 | 0.00685 |  |  |  |  | 5248 | 0.974
| 2229.67 | 0.00711 |  |  |  |  | 5256 | 0.971
| 2230.21 | 0.00579 |  |  |  |  | 5264 | 0.969
| 2230.75 | 0.00606 |  |  |  |  | 5272 | 0.966
| 2231.29 | 0.00758 |  |  |  |  | 5280 | 0.963
| 2231.83 | 0.00612 |  |  |  |  | 5288 | 0.96
| 2232.37 | 0.00648 |  |  |  |  | 5296 | 0.957
| 2232.91 | 0.00682 |  |  |  |  | 5304 | 0.953
| 2233.46 | 0.00652 |  |  |  |  | 5312 | 0.949
| 2234 | 0.00733 |  |  |  |  | 5320 | 0.944
| 2234.54 | 0.00833 |  |  |  |  | 5328 | 0.94
| 2235.08 | 0.00579 |  |  |  |  | 5336 | 0.935
| 2235.62 | 0.00741 |  |  |  |  | 5344 | 0.931
| 2236.16 | 0.00818 |  |  |  |  | 5352 | 0.926
| 2236.71 | 0.00686 |  |  |  |  | 5360 | 0.921
| 2237.25 | 0.00554 |  |  |  |  | 5368 | 0.914
| 2237.79 | 0.00847 |  |  |  |  | 5376 | 0.908
| 2238.34 | 0.00709 |  |  |  |  | 5384 | 0.902
| 2238.88 | 0.00658 |  |  |  |  | 5392 | 0.895
| 2239.42 | 0.00803 |  |  |  |  | 5400 | 0.889
| 2239.97 | 0.00739 |  |  |  |  | 5408 | 0.881
| 2240.51 | 0.00742 |  |  |  |  | 5416 | 0.872
| 2241.06 | 0.00731 |  |  |  |  | 5424 | 0.864
| 2241.6 | 0.00723 |  |  |  |  | 5432 | 0.855
| 2242.15 | 0.00678 |  |  |  |  | 5440 | 0.846
| 2242.69 | 0.00921 |  |  |  |  | 5448 | 0.837
| 2243.24 | 0.00828 |  |  |  |  | 5456 | 0.828
| 2243.78 | 0.00757 |  |  |  |  | 5464 | 0.82
| 2244.33 | 0.00731 |  |  |  |  | 5472 | 0.811
| 2244.88 | 0.00922 |  |  |  |  | 5480 | 0.803
| 2245.42 | 0.00812 |  |  |  |  | 5488 | 0.795
| 2245.97 | 0.0072 |  |  |  |  | 5496 | 0.786
| 2246.52 | 0.0075 |  |  |  |  | 5504 | 0.777
| 2247.07 | 0.0087 |  |  |  |  | 5512 | 0.769
| 2247.61 | 0.00729 |  |  |  |  | 5520 | 0.76
| 2248.16 | 0.00835 |  |  |  |  | 5528 | 0.752
| 2248.71 | 0.00772 |  |  |  |  | 5536 | 0.743
| 2249.26 | 0.00665 |  |  |  |  | 5544 | 0.734
| 2249.81 | 0.00891 |  |  |  |  | 5552 | 0.721
| 2250.36 | 0.00704 |  |  |  |  | 5560 | 0.708
| 2250.91 | 0.0084 |  |  |  |  | 5568 | 0.695
| 2251.46 | 0.00769 |  |  |  |  | 5576 | 0.682
| 2252.01 | 0.00782 |  |  |  |  | 5584 | 0.669
| 2252.56 | 0.00757 |  |  |  |  | 5592 | 0.658
| 2253.11 | 0.0081 |  |  |  |  | 5600 | 0.648
| 2253.66 | 0.00722 |  |  |  |  | 5608 | 0.637
| 2254.21 | 0.00848 |  |  |  |  | 5616 | 0.627
| 2254.76 | 0.00839 |  |  |  |  | 5624 | 0.616
| 2255.31 | 0.00868 |  |  |  |  | 5632 | 0.605
| 2255.86 | 0.00801 |  |  |  |  | 5640 | 0.592
| 2256.42 | 0.00752 |  |  |  |  | 5648 | 0.58
| 2256.97 | 0.00837 |  |  |  |  | 5656 | 0.567
| 2257.52 | 0.00812 |  |  |  |  | 5664 | 0.555
| 2258.07 | 0.00936 |  |  |  |  | 5672 | 0.545
| 2258.63 | 0.00818 |  |  |  |  | 5680 | 0.535
| 2259.18 | 0.00902 |  |  |  |  | 5688 | 0.525
| 2259.73 | 0.00756 |  |  |  |  | 5696 | 0.515
| 2260.29 | 0.00831 |  |  |  |  | 5704 | 0.505
| 2260.84 | 0.00789 |  |  |  |  | 5712 | 0.495
| 2261.4 | 0.00818 |  |  |  |  | 5720 | 0.485
| 2261.95 | 0.00915 |  |  |  |  | 5728 | 0.475
| 2262.51 | 0.00782 |  |  |  |  | 5736 | 0.465
| 2263.06 | 0.00839 |  |  |  |  | 5744 | 0.455
| 2263.62 | 0.00836 |  |  |  |  | 5752 | 0.446
| 2264.17 | 0.00857 |  |  |  |  | 5760 | 0.436
| 2264.73 | 0.00864 |  |  |  |  | 5768 | 0.426
| 2265.29 | 0.00795 |  |  |  |  | 5776 | 0.418
| 2265.84 | 0.00885 |  |  |  |  | 5784 | 0.411
| 2266.4 | 0.00969 |  |  |  |  | 5792 | 0.404
| 2266.96 | 0.0076 |  |  |  |  | 5800 | 0.397
| 2267.52 | 0.00964 |  |  |  |  | 5808 | 0.39
| 2268.07 | 0.00833 |  |  |  |  | 5816 | 0.383
| 2268.63 | 0.0085 |  |  |  |  | 5824 | 0.376
| 2269.19 | 0.00862 |  |  |  |  | 5832 | 0.369
| 2269.75 | 0.00899 |  |  |  |  | 5840 | 0.362
| 2270.31 | 0.00872 |  |  |  |  | 5848 | 0.355
| 2270.87 | 0.00937 |  |  |  |  | 5856 | 0.347
| 2271.43 | 0.0094 |  |  |  |  | 5864 | 0.34
| 2271.99 | 0.00873 |  |  |  |  | 5872 | 0.332
| 2272.55 | 0.00933 |  |  |  |  | 5880 | 0.325
| 2273.11 | 0.00964 |  |  |  |  | 5888 | 0.317
| 2273.67 | 0.00901 |  |  |  |  | 5896 | 0.31
| 2274.23 | 0.00976 |  |  |  |  | 5904 | 0.302
| 2274.79 | 0.00894 |  |  |  |  | 5912 | 0.295
| 2275.35 | 0.01081 |  |  |  |  | 5920 | 0.287
| 2275.91 | 0.00923 |  |  |  |  | 5928 | 0.282
| 2276.48 | 0.00796 |  |  |  |  | 5936 | 0.276
| 2277.04 | 0.00883 |  |  |  |  | 5944 | 0.271
| 2277.6 | 0.00922 |  |  |  |  | 5952 | 0.265
| 2278.16 | 0.00831 |  |  |  |  | 5960 | 0.26
| 2278.73 | 0.00856 |  |  |  |  | 5968 | 0.254
| 2279.29 | 0.00848 |  |  |  |  | 5976 | 0.249
| 2279.85 | 0.00926 |  |  |  |  | 5984 | 0.243
| 2280.42 | 0.0087 |  |  |  |  | 5992 | 0.238
| 2280.98 | 0.00958 |  |  |  |  | 6000 | 0.23
| 2281.55 | 0.00912 |  |  |  |  | 6008 | 0.225
| 2282.11 | 0.00874 |  |  |  |  | 6016 | 0.221
| 2282.68 | 0.00996 |  |  |  |  | 6024 | 0.217
| 2283.24 | 0.00946 |  |  |  |  | 6032 | 0.213
| 2283.81 | 0.00942 |  |  |  |  | 6040 | 0.208
| 2284.37 | 0.0098 |  |  |  |  | 6048 | 0.204
| 2284.94 | 0.00997 |  |  |  |  | 6056 | 0.2
| 2285.51 | 0.00998 |  |  |  |  | 6064 | 0.196
| 2286.07 | 0.0101 |  |  |  |  | 6072 | 0.191
| 2286.64 | 0.00977 |  |  |  |  | 6080 | 0.187
| 2287.21 | 0.0097 |  |  |  |  | 6088 | 0.183
| 2287.77 | 0.01022 |  |  |  |  | 6096 | 0.179
| 2288.34 | 0.01213 |  |  |  |  | 6104 | 0.175
| 2288.91 | 0.01004 |  |  |  |  | 6112 | 0.172
| 2289.48 | 0.01094 |  |  |  |  | 6120 | 0.168
| 2290.05 | 0.00912 |  |  |  |  | 6128 | 0.165
| 2290.62 | 0.00961 |  |  |  |  | 6136 | 0.161
| 2291.19 | 0.01063 |  |  |  |  | 6144 | 0.158
| 2291.76 | 0.01131 |  |  |  |  | 6152 | 0.154
| 2292.33 | 0.01076 |  |  |  |  | 6160 | 0.151
| 2292.9 | 0.00913 |  |  |  |  | 6168 | 0.147
| 2293.47 | 0.00919 |  |  |  |  | 6176 | 0.144
| 2294.04 | 0.0089 |  |  |  |  | 6184 | 0.14
| 2294.61 | 0.01098 |  |  |  |  | 6192 | 0.137
| 2295.18 | 0.01096 |  |  |  |  | 6200 | 0.133
| 2295.75 | 0.00982 |  |  |  |  | 6208 | 0.13
| 2296.32 | 0.01072 |  |  |  |  | 6216 | 0.128
| 2296.9 | 0.01242 |  |  |  |  | 6224 | 0.126
| 2297.47 | 0.01046 |  |  |  |  | 6232 | 0.124
| 2298.04 | 0.01143 |  |  |  |  | 6240 | 0.122
| 2298.61 | 0.01024 |  |  |  |  | 6248 | 0.12
| 2299.19 | 0.01077 |  |  |  |  | 6256 | 0.118
| 2299.76 | 0.00937 |  |  |  |  | 6264 | 0.116
| 2300.33 | 0.0097 |  |  |  |  | 6272 | 0.114
| 2300.91 | 0.01082 |  |  |  |  | 6280 | 0.112
| 2301.48 | 0.00981 |  |  |  |  | 6288 | 0.11
| 2302.06 | 0.01081 |  |  |  |  | 6296 | 0.108
| 2302.63 | 0.01093 |  |  |  |  | 6304 | 0.106
| 2303.21 | 0.0103 |  |  |  |  | 6312 | 0.104
| 2303.78 | 0.01041 |  |  |  |  | 6320 | 0.102
| 2304.36 | 0.00908 |  |  |  |  | 6328 | 0.1
| 2304.94 | 0.01047 |  |  |  |  | 6336 | 0.098
| 2305.51 | 0.0111 |  |  |  |  | 6344 | 0.096
| 2306.09 | 0.01171 |  |  |  |  | 6352 | 0.095
| 2306.67 | 0.01093 |  |  |  |  | 6360 | 0.093
| 2307.24 | 0.01 |  |  |  |  | 6368 | 0.091
| 2307.82 | 0.01081 |  |  |  |  | 6376 | 0.089
| 2308.4 | 0.00981 |  |  |  |  | 6384 | 0.087
| 2308.98 | 0.01172 |  |  |  |  | 6392 | 0.086
| 2309.56 | 0.01274 |  |  |  |  | 6400 | 0.084
| 2310.13 | 0.01141 |  |  |  |  | 6408 | 0.082
| 2310.71 | 0.01229 |  |  |  |  | 6416 | 0.08
| 2311.29 | 0.01135 |  |  |  |  | 6424 | 0.079
| 2311.87 | 0.01098 |  |  |  |  | 6432 | 0.078
| 2312.45 | 0.01256 |  |  |  |  | 6440 | 0.077
| 2313.03 | 0.01138 |  |  |  |  | 6448 | 0.077
| 2313.61 | 0.00954 |  |  |  |  | 6456 | 0.077
| 2314.19 | 0.01157 |  |  |  |  | 6464 | 0.077
| 2314.77 | 0.01366 |  |  |  |  | 6472 | 0.076
| 2315.36 | 0.01185 |  |  |  |  | 6480 | 0.076
| 2315.94 | 0.01203 |  |  |  |  | 6488 | 0.076
| 2316.52 | 0.01212 |  |  |  |  | 6496 | 0.075
| 2317.1 | 0.01166 |  |  |  |  | 6504 | 0.075
| 2317.68 | 0.01291 |  |  |  |  | 6512 | 0.075
| 2318.27 | 0.01089 |  |  |  |  | 6520 | 0.074
| 2318.85 | 0.01231 |  |  |  |  | 6528 | 0.074
| 2319.43 | 0.01208 |  |  |  |  | 6536 | 0.074
| 2320.02 | 0.01218 |  |  |  |  | 6544 | 0.074
| 2320.6 | 0.01384 |  |  |  |  | 6552 | 0.073
| 2321.19 | 0.01302 |  |  |  |  | 6560 | 0.073
| 2321.77 | 0.01385 |  |  |  |  | 6568 | 0.073
| 2322.36 | 0.01256 |  |  |  |  | 6576 | 0.072
| 2322.94 | 0.01173 |  |  |  |  | 6584 | 0.072
| 2323.53 | 0.01281 |  |  |  |  | 6592 | 0.072
| 2324.11 | 0.01185 |  |  |  |  | 6600 | 0.072
| 2324.7 | 0.01245 |  |  |  |  | 6608 | 0.071
| 2325.28 | 0.01388 |  |  |  |  | 6616 | 0.071
| 2325.87 | 0.01212 |  |  |  |  | 6624 | 0.071
| 2326.46 | 0.01305 |  |  |  |  | 6632 | 0.07
| 2327.05 | 0.01254 |  |  |  |  | 6640 | 0.07
| 2327.63 | 0.01263 |  |  |  |  | 6648 | 0.07
| 2328.22 | 0.01341 |  |  |  |  | 6656 | 0.069
| 2328.81 | 0.01499 |  |  |  |  | 6664 | 0.069
| 2329.4 | 0.01323 |  |  |  |  | 6672 | 0.069
| 2329.99 | 0.01319 |  |  |  |  | 6680 | 0.069
| 2330.58 | 0.01209 |  |  |  |  | 6688 | 0.068
| 2331.16 | 0.01294 |  |  |  |  | 6696 | 0.068
| 2331.75 | 0.01369 |  |  |  |  | 6704 | 0.068
| 2332.34 | 0.0136 |  |  |  |  | 6712 | 0.067
| 2332.93 | 0.01418 |  |  |  |  | 6720 | 0.067
| 2333.53 | 0.01254 |  |  |  |  | 6728 | 0.067
| 2334.12 | 0.01432 |  |  |  |  | 6736 | 0.067
| 2334.71 | 0.0147 |  |  |  |  | 6744 | 0.066
| 2335.3 | 0.01312 |  |  |  |  | 6752 | 0.066
| 2335.89 | 0.01289 |  |  |  |  | 6760 | 0.066
| 2336.48 | 0.0142 |  |  |  |  | 6768 | 0.066
| 2337.07 | 0.01294 |  |  |  |  | 6776 | 0.066
| 2337.67 | 0.01393 |  |  |  |  | 6784 | 0.066
| 2338.26 | 0.01376 |  |  |  |  | 6792 | 0.066
| 2338.85 | 0.01346 |  |  |  |  | 6800 | 0.066
| 2339.45 | 0.01362 |  |  |  |  | 6808 | 0.066
| 2340.04 | 0.01267 |  |  |  |  | 6816 | 0.066
| 2340.63 | 0.01404 |  |  |  |  | 6824 | 0.066
| 2341.23 | 0.01437 |  |  |  |  | 6832 | 0.066
| 2341.82 | 0.01389 |  |  |  |  | 6840 | 0.066
| 2342.42 | 0.01354 |  |  |  |  | 6848 | 0.066
| 2343.02 | 0.01327 |  |  |  |  | 6856 | 0.066
| 2343.61 | 0.01238 |  |  |  |  | 6864 | 0.066
| 2344.21 | 0.01291 |  |  |  |  | 6872 | 0.066
| 2344.8 | 0.01479 |  |  |  |  | 6880 | 0.066
| 2345.4 | 0.01368 |  |  |  |  | 6888 | 0.066
| 2346 | 0.01367 |  |  |  |  | 6896 | 0.066
| 2346.59 | 0.01457 |  |  |  |  | 6904 | 0.066
| 2347.19 | 0.0143 |  |  |  |  | 6912 | 0.066
| 2347.79 | 0.01488 |  |  |  |  | 6920 | 0.066
| 2348.39 | 0.01498 |  |  |  |  | 6928 | 0.066
| 2348.98 | 0.01487 |  |  |  |  | 6936 | 0.066
| 2349.58 | 0.01404 |  |  |  |  | 6944 | 0.066
| 2350.18 | 0.01511 |  |  |  |  | 6952 | 0.066
| 2350.78 | 0.01434 |  |  |  |  | 6960 | 0.066
| 2351.38 | 0.01524 |  |  |  |  | 6968 | 0.066
| 2351.98 | 0.01525 |  |  |  |  | 6976 | 0.066
| 2352.58 | 0.01398 |  |  |  |  | 6984 | 0.066
| 2353.18 | 0.0143 |  |  |  |  | 6992 | 0.066
| 2353.78 | 0.01414 |  |  |  |  | 7000 | 0.067
| 2354.38 | 0.01463 |  |  |  |  | 7008 | 0.067
| 2354.99 | 0.01541 |  |  |  |  | 7016 | 0.067
| 2355.59 | 0.01609 |  |  |  |  | 7024 | 0.067
| 2356.19 | 0.01651 |  |  |  |  | 7032 | 0.067
| 2356.79 | 0.01568 |  |  |  |  | 7040 | 0.067
| 2357.39 | 0.01516 |  |  |  |  | 7048 | 0.068
| 2358 | 0.01469 |  |  |  |  | 7056 | 0.068
| 2358.6 | 0.01629 |  |  |  |  | 7064 | 0.068
| 2359.21 | 0.01513 |  |  |  |  | 7072 | 0.068
| 2359.81 | 0.01604 |  |  |  |  | 7080 | 0.068
| 2360.41 | 0.01581 |  |  |  |  | 7088 | 0.069
| 2361.02 | 0.01577 |  |  |  |  | 7096 | 0.069
| 2361.62 | 0.0155 |  |  |  |  | 7104 | 0.069
| 2362.23 | 0.01649 |  |  |  |  | 7112 | 0.069
| 2362.83 | 0.01535 |  |  |  |  | 7120 | 0.069
| 2363.44 | 0.016 |  |  |  |  | 7128 | 0.069
| 2364.04 | 0.01494 |  |  |  |  | 7136 | 0.07
| 2364.65 | 0.0156 |  |  |  |  | 7144 | 0.07
| 2365.26 | 0.01651 |  |  |  |  | 7152 | 0.07
| 2365.86 | 0.01718 |  |  |  |  | 7160 | 0.07
| 2366.47 | 0.01604 |  |  |  |  | 7168 | 0.07
| 2367.08 | 0.01858 |  |  |  |  | 7176 | 0.071
| 2367.69 | 0.01761 |  |  |  |  | 7184 | 0.071
| 2368.3 | 0.01639 |  |  |  |  | 7192 | 0.071
| 2368.9 | 0.01603 |  |  |  |  | 7200 | 0.071
| 2369.51 | 0.01818 |  |  |  |  | 7208 | 0.071
| 2370.12 | 0.01624 |  |  |  |  | 7216 | 0.071
| 2370.73 | 0.01659 |  |  |  |  | 7224 | 0.072
| 2371.34 | 0.01813 |  |  |  |  | 7232 | 0.072
| 2371.95 | 0.01865 |  |  |  |  | 7240 | 0.072
| 2372.56 | 0.01616 |  |  |  |  | 7248 | 0.072
| 2373.17 | 0.0172 |  |  |  |  | 7256 | 0.072
| 2373.78 | 0.0174 |  |  |  |  | 7264 | 0.073
| 2374.4 | 0.01736 |  |  |  |  | 7272 | 0.073
| 2375.01 | 0.01828 |  |  |  |  | 7280 | 0.073
| 2375.62 | 0.01783 |  |  |  |  | 7288 | 0.073
| 2376.23 | 0.01806 |  |  |  |  | 7296 | 0.073
| 2376.84 | 0.01788 |  |  |  |  | 7304 | 0.073
| 2377.46 | 0.01743 |  |  |  |  | 7312 | 0.074
| 2378.07 | 0.01736 |  |  |  |  | 7320 | 0.074
| 2378.69 | 0.01776
| 2379.3 | 0.01719
| 2379.91 | 0.01848
| 2380.53 | 0.01879
| 2381.14 | 0.01802
| 2381.76 | 0.01835
| 2382.37 | 0.01717
| 2382.99 | 0.01889
| 2383.61 | 0.01874
| 2384.22 | 0.01887
| 2384.84 | 0.01857
| 2385.46 | 0.01868
| 2386.07 | 0.01889
| 2386.69 | 0.01873
| 2387.31 | 0.01856
| 2387.93 | 0.01719
| 2388.55 | 0.01874
| 2389.17 | 0.019
| 2389.78 | 0.01874
| 2390.4 | 0.01861
| 2391.02 | 0.01971
| 2391.64 | 0.01986
| 2392.27 | 0.01898
| 2392.89 | 0.01927
| 2393.51 | 0.01847
| 2394.13 | 0.01967
| 2394.75 | 0.01888
| 2395.37 | 0.01932
| 2396 | 0.02118
| 2396.62 | 0.01971
| 2397.24 | 0.02077
| 2397.87 | 0.02039
| 2398.49 | 0.0198
| 2399.11 | 0.01946
| 2399.74 | 0.02211
| 2400.36 | 0.02075
| 2400.99 | 0.02013
| 2401.61 | 0.02104
| 2402.24 | 0.02063
| 2402.87 | 0.02109
| 2403.49 | 0.02201
| 2404.12 | 0.01992
| 2404.75 | 0.02144
| 2405.37 | 0.02043
| 2406 | 0.02139
| 2406.63 | 0.0204
| 2407.26 | 0.02058
| 2407.89 | 0.02073
| 2408.52 | 0.02258
| 2409.15 | 0.02136
| 2409.78 | 0.02185
| 2410.41 | 0.02258
| 2411.04 | 0.02234
| 2411.67 | 0.02144
| 2412.3 | 0.02028
| 2412.93 | 0.02304
| 2413.56 | 0.02313
| 2414.19 | 0.02251
| 2414.83 | 0.02294
| 2415.46 | 0.02267
| 2416.09 | 0.02207
| 2416.72 | 0.02212
| 2417.36 | 0.02299
| 2417.99 | 0.02192
| 2418.63 | 0.02513
| 2419.26 | 0.02254
| 2419.9 | 0.02305
| 2420.53 | 0.02281
| 2421.17 | 0.02239
| 2421.8 | 0.02355
| 2422.44 | 0.0217
| 2423.08 | 0.02424
| 2423.71 | 0.0237
| 2424.35 | 0.02329
| 2424.99 | 0.02316
| 2425.63 | 0.02345
| 2426.27 | 0.02311
| 2426.9 | 0.02492
| 2427.54 | 0.02246
| 2428.18 | 0.02467
| 2428.82 | 0.023
| 2429.46 | 0.02576
| 2430.1 | 0.02605
| 2430.74 | 0.02393
| 2431.39 | 0.02532
| 2432.03 | 0.02416
| 2432.67 | 0.02463
| 2433.31 | 0.02576
| 2433.95 | 0.02545
| 2434.6 | 0.02687
| 2435.24 | 0.0259
| 2435.88 | 0.02575
| 2436.53 | 0.02499
| 2437.17 | 0.0252
| 2437.81 | 0.02697
| 2438.46 | 0.02568
| 2439.1 | 0.02501
| 2439.75 | 0.0264
| 2440.4 | 0.0261
| 2441.04 | 0.02568
| 2441.69 | 0.02563
| 2442.34 | 0.02571
| 2442.98 | 0.02723
| 2443.63 | 0.02512
| 2444.28 | 0.02592
| 2444.93 | 0.02775
| 2445.58 | 0.02624
| 2446.22 | 0.02676
| 2446.87 | 0.02854
| 2447.52 | 0.02514
| 2448.17 | 0.0282
| 2448.82 | 0.02738
| 2449.47 | 0.02788
| 2450.13 | 0.02757
| 2450.78 | 0.02795
| 2451.43 | 0.0288
| 2452.08 | 0.02762
| 2452.73 | 0.0288
| 2453.39 | 0.0275
| 2454.04 | 0.02751
| 2454.69 | 0.02727
| 2455.35 | 0.02824
| 2456 | 0.02929
| 2456.66 | 0.02961
| 2457.31 | 0.02819
| 2457.97 | 0.02816
| 2458.62 | 0.02895
| 2459.28 | 0.02799
| 2459.93 | 0.02927
| 2460.59 | 0.02958
| 2461.25 | 0.02882
| 2461.9 | 0.02915
| 2462.56 | 0.02964
| 2463.22 | 0.02996
| 2463.88 | 0.02829
| 2464.54 | 0.03032
| 2465.2 | 0.0319
| 2465.85 | 0.03008
| 2466.51 | 0.0301
| 2467.17 | 0.03158
| 2467.84 | 0.03053
| 2468.5 | 0.03152
| 2469.16 | 0.03131
| 2469.82 | 0.03076
| 2470.48 | 0.0312
| 2471.14 | 0.03226
| 2471.81 | 0.03086
| 2472.47 | 0.03081
| 2473.13 | 0.0313
| 2473.8 | 0.03309
| 2474.46 | 0.03139
| 2475.12 | 0.03296
| 2475.79 | 0.03341
| 2476.45 | 0.03241
| 2477.12 | 0.03275
| 2477.78 | 0.03096
| 2478.45 | 0.03419
| 2479.12 | 0.03403
| 2479.78 | 0.03308
| 2480.45 | 0.03323
| 2481.12 | 0.03325
| 2481.79 | 0.03375
| 2482.46 | 0.034
| 2483.12 | 0.03407
| 2483.79 | 0.03372
| 2484.46 | 0.03217
| 2485.13 | 0.03415
| 2485.8 | 0.03508
| 2486.47 | 0.03455
| 2487.14 | 0.03458
| 2487.82 | 0.03327
| 2488.49 | 0.03464
| 2489.16 | 0.03463
| 2489.83 | 0.03532
| 2490.5 | 0.03569
| 2491.18 | 0.03399
| 2491.85 | 0.03561
| 2492.52 | 0.03493
| 2493.2 | 0.03692
| 2493.87 | 0.03668
| 2494.55 | 0.03642
| 2495.22 | 0.03588
| 2495.9 | 0.0371
| 2496.57 | 0.03564
| 2497.25 | 0.03668
| 2497.93 | 0.0375
| 2498.6 | 0.03792
| 2499.28 | 0.03581
| 2499.96 | 0.0383
| 2500.64 | 0.03752
| 2501.32 | 0.03858
| 2501.99 | 0.03764
| 2502.67 | 0.03839
| 2503.35 | 0.03511
| 2504.03 | 0.03683
| 2504.71 | 0.03976
| 2505.4 | 0.03895
| 2506.08 | 0.04
| 2506.76 | 0.03722
| 2507.44 | 0.03936
| 2508.12 | 0.03943
| 2508.8 | 0.03937
| 2509.49 | 0.03885
| 2510.17 | 0.0392
| 2510.85 | 0.04018
| 2511.54 | 0.04071
| 2512.22 | 0.04027
| 2512.91 | 0.03927
| 2513.59 | 0.0404
| 2514.28 | 0.04056
| 2514.96 | 0.04044
| 2515.65 | 0.0404
| 2516.34 | 0.04168
| 2517.02 | 0.04195
| 2517.71 | 0.04051
| 2518.4 | 0.04235
| 2519.09 | 0.04314
| 2519.78 | 0.04188
| 2520.47 | 0.04227
| 2521.15 | 0.04241
| 2521.84 | 0.04319
| 2522.53 | 0.04281
| 2523.23 | 0.04383
| 2523.92 | 0.04178
| 2524.61 | 0.04225
| 2525.3 | 0.04357
| 2525.99 | 0.0435
| 2526.68 | 0.04333
| 2527.38 | 0.04297
| 2528.07 | 0.04459
| 2528.76 | 0.04452
| 2529.46 | 0.04534
| 2530.15 | 0.04323
| 2530.84 | 0.0436
| 2531.54 | 0.04167
| 2532.24 | 0.04345
| 2532.93 | 0.04089
| 2533.63 | 0.04294
| 2534.32 | 0.04393
| 2535.02 | 0.04513
| 2535.72 | 0.04678
| 2536.42 | 0.03226
| 2537.11 | 0.04544
| 2537.81 | 0.04648
| 2538.51 | 0.04835
| 2539.21 | 0.04615
| 2539.91 | 0.04862
| 2540.61 | 0.04814
| 2541.31 | 0.04662
| 2542.01 | 0.04489
| 2542.71 | 0.0474
| 2543.41 | 0.04127
| 2544.12 | 0.04529
| 2544.82 | 0.04526
| 2545.52 | 0.04904
| 2546.22 | 0.04918
| 2546.93 | 0.04943
| 2547.63 | 0.03835
| 2548.34 | 0.04761
| 2549.04 | 0.04694
| 2549.74 | 0.04999
| 2550.45 | 0.04914
| 2551.16 | 0.04037
| 2551.86 | 0.0499
| 2552.57 | 0.0506
| 2553.28 | 0.04545
| 2553.98 | 0.05054
| 2554.69 | 0.05274
| 2555.4 | 0.05272
| 2556.11 | 0.05204
| 2556.82 | 0.05241
| 2557.53 | 0.05329
| 2558.24 | 0.05283
| 2558.95 | 0.05355
| 2559.66 | 0.05338
| 2560.37 | 0.04279
| 2561.08 | 0.04528
| 2561.79 | 0.04136
| 2562.5 | 0.04755
| 2563.22 | 0.03575
| 2563.93 | 0.05337
| 2564.64 | 0.02137
| 2565.36 | 0.04818
| 2566.07 | 0.05514
| 2566.78 | 0.05552
| 2567.5 | 0.0566
| 2568.21 | 0.05171
| 2568.93 | 0.05327
| 2569.65 | 0.0436
| 2570.36 | 0.04747
| 2571.08 | 0.05612
| 2571.8 | 0.0568
| 2572.51 | 0.05718
| 2573.23 | 0.03913
| 2573.95 | 0.0426
| 2574.67 | 0.05516
| 2575.39 | 0.05268
| 2576.11 | 0.05786
| 2576.83 | 0.04312
| 2577.55 | 0.04094
| 2578.27 | 0.06044
| 2578.99 | 0.0605
| 2579.71 | 0.05899
| 2580.44 | 0.05763
| 2581.16 | 0.03245
| 2581.88 | 0.05499
| 2582.6 | 0.06065
| 2583.33 | 0.05276
| 2584.05 | 0.02255
| 2584.78 | 0.04158
| 2585.5 | 0.06138
| 2586.23 | 0.05976
| 2586.95 | 0.05464
| 2587.68 | 0.04131
| 2588.41 | 0.05617
| 2589.13 | 0.05927
| 2589.86 | 0.05275
| 2590.59 | 0.06423
| 2591.32 | 0.0631
| 2592.04 | 0.06325
| 2592.77 | 0.04894
| 2593.5 | 0.06135
| 2594.23 | 0.03742
| 2594.96 | 0.01018
| 2595.69 | 0.04938
| 2596.42 | 0.0404
| 2597.16 | 0.06305
| 2597.89 | 0.05996
| 2598.62 | 0.06765
| 2599.35 | 0.06873
| 2600.09 | 0.06767
| 2600.82 | 0.0656
| 2601.55 | 0.04703
| 2602.29 | 0.06227
| 2603.02 | 0.06518
| 2603.76 | 0.04943
| 2604.49 | 0.05411
| 2605.23 | 0.0545
| 2605.97 | 0.03159
| 2606.7 | 0.06564
| 2607.44 | 0.05128
| 2608.18 | 0.06375
| 2608.92 | 0.07022
| 2609.66 | 0.0574
| 2610.39 | 0.06202
| 2611.13 | 0.07216
| 2611.87 | 0.07083
| 2612.61 | 0.06878
| 2613.35 | 0.04963
| 2614.1 | 0.0685
| 2614.84 | 0.06859
| 2615.58 | 0.06603
| 2616.32 | 0.06212
| 2617.06 | 0.04535
| 2617.81 | 0.0502
| 2618.55 | 0.07039
| 2619.29 | 0.07179
| 2620.04 | 0.06569
| 2620.78 | 0.02934
| 2621.53 | 0.07155
| 2622.27 | 0.07775
| 2623.02 | 0.07816
| 2623.77 | 0.07893
| 2624.51 | 0.07821
| 2625.26 | 0.07735
| 2626.01 | 0.0755
| 2626.76 | 0.02264
| 2627.51 | 0.06889
| 2628.26 | 0.07888
| 2629.01 | 0.07831
| 2629.76 | 0.06059
| 2630.51 | 0.02748
| 2631.26 | 0.05645
| 2632.01 | 0.08027
| 2632.76 | 0.08017
| 2633.51 | 0.07517
| 2634.26 | 0.0498
| 2635.02 | 0.0809
| 2635.77 | 0.08439
| 2636.52 | 0.08312
| 2637.28 | 0.08448
| 2638.03 | 0.08669
| 2638.79 | 0.0855
| 2639.54 | 0.08566
| 2640.3 | 0.08726
| 2641.06 | 0.0853
| 2641.81 | 0.08278
| 2642.57 | 0.07715
| 2643.33 | 0.0873
| 2644.09 | 0.08813
| 2644.85 | 0.08794
| 2645.6 | 0.07488
| 2646.36 | 0.07697
| 2647.12 | 0.08604
| 2647.88 | 0.08852
| 2648.65 | 0.09073
| 2649.41 | 0.09152
| 2650.17 | 0.09235
| 2650.93 | 0.09168
| 2651.69 | 0.08934
| 2652.46 | 0.06252
| 2653.22 | 0.08046
| 2653.98 | 0.09192
| 2654.75 | 0.09165
| 2655.51 | 0.05036
| 2656.28 | 0.08943
| 2657.04 | 0.09219
| 2657.81 | 0.09274
| 2658.58 | 0.09565
| 2659.34 | 0.08996
| 2660.11 | 0.0721
| 2660.88 | 0.0912
| 2661.65 | 0.09143
| 2662.41 | 0.08471
| 2663.18 | 0.09638
| 2663.95 | 0.08302
| 2664.72 | 0.0713
| 2665.49 | 0.04693
| 2666.26 | 0.08111
| 2667.04 | 0.02449
| 2667.81 | 0.07667
| 2668.58 | 0.07874
| 2669.35 | 0.08703
| 2670.13 | 0.04635
| 2670.9 | 0.01748
| 2671.67 | 0.09042
| 2672.45 | 0.09971
| 2673.22 | 0.08095
| 2674 | 0.10086
| 2674.77 | 0.09062
| 2675.55 | 0.09328
| 2676.33 | 0.04669
| 2677.1 | 0.05046
| 2677.88 | 0.0544
| 2678.66 | 0.09592
| 2679.44 | 0.03347
| 2680.22 | 0.08934
| 2681 | 0.10168
| 2681.78 | 0.1074
| 2682.56 | 0.09823
| 2683.34 | 0.07203
| 2684.12 | 0.09333
| 2684.9 | 0.0944
| 2685.68 | 0.1077
| 2686.47 | 0.07867
| 2687.25 | 0.10026
| 2688.03 | 0.10893
| 2688.82 | 0.09696
| 2689.6 | 0.11018
| 2690.39 | 0.11305
| 2691.17 | 0.11429
| 2691.96 | 0.09164
| 2692.74 | 0.11389
| 2693.53 | 0.08527
| 2694.32 | 0.07396
| 2695.11 | 0.10387
| 2695.89 | 0.04854
| 2696.68 | 0.10499
| 2697.47 | 0.11867
| 2698.26 | 0.11694
| 2699.05 | 0.11163
| 2699.84 | 0.1214
| 2700.63 | 0.11486
| 2701.43 | 0.05627
| 2702.22 | 0.118
| 2703.01 | 0.11655
| 2703.8 | 0.12498
| 2704.6 | 0.12285
| 2705.39 | 0.11539
| 2706.18 | 0.12685
| 2706.98 | 0.11929
| 2707.77 | 0.12276
| 2708.57 | 0.11544
| 2709.36 | 0.07522
| 2710.16 | 0.11115
| 2710.96 | 0.0714
| 2711.76 | 0.08947
| 2712.55 | 0.12242
| 2713.35 | 0.13093
| 2714.15 | 0.12223
| 2714.95 | 0.13098
| 2715.75 | 0.1331
| 2716.55 | 0.13246
| 2717.35 | 0.12641
| 2718.15 | 0.10563
| 2718.95 | 0.12926
| 2719.76 | 0.11544
| 2720.56 | 0.03918
| 2721.36 | 0.05223
| 2722.17 | 0.12371
| 2722.97 | 0.13423
| 2723.77 | 0.11996
| 2724.58 | 0.06101
| 2725.38 | 0.1195
| 2726.19 | 0.11063
| 2727 | 0.13855
| 2727.8 | 0.14111
| 2728.61 | 0.14404
| 2729.42 | 0.14372
| 2730.23 | 0.14393
| 2731.04 | 0.14337
| 2731.85 | 0.14427
| 2732.66 | 0.14224
| 2733.47 | 0.14623
| 2734.28 | 0.14128
| 2735.09 | 0.04736
| 2735.9 | 0.13839
| 2736.71 | 0.14591
| 2737.52 | 0.14113
| 2738.34 | 0.13749
| 2739.15 | 0.07634
| 2739.97 | 0.10894
| 2740.78 | 0.09647
| 2741.6 | 0.07526
| 2742.41 | 0.09917
| 2743.23 | 0.14377
| 2744.04 | 0.15376
| 2744.86 | 0.15205
| 2745.68 | 0.14673
| 2746.5 | 0.15339
| 2747.31 | 0.15178
| 2748.13 | 0.15428
| 2748.95 | 0.14149
| 2749.77 | 0.15345
| 2750.59 | 0.15551
| 2751.41 | 0.15395
| 2752.24 | 0.12762
| 2753.06 | 0.15429
| 2753.88 | 0.15416
| 2754.7 | 0.13466
| 2755.53 | 0.07873
| 2756.35 | 0.07035
| 2757.17 | 0.15413
| 2758 | 0.14582
| 2758.83 | 0.16042
| 2759.65 | 0.15815
| 2760.48 | 0.15694
| 2761.3 | 0.15851
| 2762.13 | 0.1536
| 2762.96 | 0.08259
| 2763.79 | 0.14582
| 2764.62 | 0.13822
| 2765.45 | 0.16582
| 2766.28 | 0.14831
| 2767.11 | 0.15347
| 2767.94 | 0.13323
| 2768.77 | 0.15296
| 2769.6 | 0.17089
| 2770.43 | 0.1437
| 2771.27 | 0.14993
| 2772.1 | 0.15444
| 2772.93 | 0.1575
| 2773.77 | 0.1743
| 2774.6 | 0.1774
| 2775.44 | 0.16113
| 2776.27 | 0.17684
| 2777.11 | 0.13554
| 2777.95 | 0.16273
| 2778.78 | 0.17233
| 2779.62 | 0.16696
| 2780.46 | 0.18108
| 2781.3 | 0.14568
| 2782.14 | 0.17006
| 2782.98 | 0.14934
| 2783.82 | 0.1794
| 2784.66 | 0.18819
| 2785.5 | 0.18321
| 2786.34 | 0.15544
| 2787.19 | 0.1574
| 2788.03 | 0.13125
| 2788.87 | 0.17813
| 2789.72 | 0.19085
| 2790.56 | 0.17951
| 2791.41 | 0.1904
| 2792.25 | 0.19271
| 2793.1 | 0.19035
| 2793.94 | 0.18678
| 2794.79 | 0.19802
| 2795.64 | 0.18581
| 2796.49 | 0.19989
| 2797.34 | 0.19453
| 2798.18 | 0.19852
| 2799.03 | 0.20103
| 2799.88 | 0.20247
| 2800.73 | 0.18687
| 2801.59 | 0.20213
| 2802.44 | 0.1347
| 2803.29 | 0.18379
| 2804.14 | 0.14728
| 2805 | 0.19087
| 2805.85 | 0.20085
| 2806.7 | 0.20271
| 2807.56 | 0.2059
| 2808.41 | 0.2088
| 2809.27 | 0.19989
| 2810.13 | 0.21519
| 2810.98 | 0.2135
| 2811.84 | 0.21327
| 2812.7 | 0.21732
| 2813.56 | 0.21651
| 2814.42 | 0.21268
| 2815.27 | 0.17367
| 2816.14 | 0.21662
| 2817 | 0.21892
| 2817.86 | 0.22123
| 2818.72 | 0.21673
| 2819.58 | 0.18849
| 2820.44 | 0.20821
| 2821.31 | 0.21376
| 2822.17 | 0.21811
| 2823.03 | 0.22464
| 2823.9 | 0.228
| 2824.76 | 0.22748
| 2825.63 | 0.22993
| 2826.5 | 0.23121
| 2827.36 | 0.23058
| 2828.23 | 0.22227
| 2829.1 | 0.23432
| 2829.97 | 0.23514
| 2830.84 | 0.23554
| 2831.71 | 0.23278
| 2832.58 | 0.23074
| 2833.45 | 0.23001
| 2834.32 | 0.22747
| 2835.19 | 0.21313
| 2836.06 | 0.23834
| 2836.93 | 0.23557
| 2837.81 | 0.22468
| 2838.68 | 0.21412
| 2839.56 | 0.24085
| 2840.43 | 0.24652
| 2841.31 | 0.24585
| 2842.18 | 0.24401
| 2843.06 | 0.24561
| 2843.94 | 0.24971
| 2844.81 | 0.25143
| 2845.69 | 0.24985
| 2846.57 | 0.2489
| 2847.45 | 0.25298
| 2848.33 | 0.25224
| 2849.21 | 0.24647
| 2850.09 | 0.24429
| 2850.97 | 0.2551
| 2851.85 | 0.25538
| 2852.74 | 0.25586
| 2853.62 | 0.25055
| 2854.5 | 0.2208
| 2855.39 | 0.25096
| 2856.27 | 0.25553
| 2857.16 | 0.26114
| 2858.04 | 0.26317
| 2858.93 | 0.26361
| 2859.82 | 0.25586
| 2860.7 | 0.26407
| 2861.59 | 0.26541
| 2862.48 | 0.26753
| 2863.37 | 0.27029
| 2864.26 | 0.27017
| 2865.15 | 0.27131
| 2866.04 | 0.27255
| 2866.93 | 0.25191
| 2867.82 | 0.27271
| 2868.72 | 0.2729
| 2869.61 | 0.27445
| 2870.5 | 0.27525
| 2871.4 | 0.2753
| 2872.29 | 0.27025
| 2873.19 | 0.26656
| 2874.08 | 0.27923
| 2874.98 | 0.2812
| 2875.88 | 0.28315
| 2876.77 | 0.28486
| 2877.67 | 0.27421
| 2878.57 | 0.28506
| 2879.47 | 0.28532
| 2880.37 | 0.28627
| 2881.27 | 0.28785
| 2882.17 | 0.28881
| 2883.07 | 0.28981
| 2883.97 | 0.2911
| 2884.88 | 0.2889
| 2885.78 | 0.29467
| 2886.68 | 0.29374
| 2887.59 | 0.29502
| 2888.49 | 0.29254
| 2889.4 | 0.29416
| 2890.3 | 0.29859
| 2891.21 | 0.29986
| 2892.12 | 0.30085
| 2893.02 | 0.30114
| 2893.93 | 0.30243
| 2894.84 | 0.30323
| 2895.75 | 0.30596
| 2896.66 | 0.30706
| 2897.57 | 0.30829
| 2898.48 | 0.30863
| 2899.39 | 0.30913
| 2900.31 | 0.30953
| 2901.22 | 0.27492
| 2902.13 | 0.31146
| 2903.05 | 0.31038
| 2903.96 | 0.31533
| 2904.88 | 0.29756
| 2905.79 | 0.31566
| 2906.71 | 0.31778
| 2907.62 | 0.31835
| 2908.54 | 0.31906
| 2909.46 | 0.32168
| 2910.38 | 0.32267
| 2911.3 | 0.32556
| 2912.22 | 0.32644
| 2913.14 | 0.32431
| 2914.06 | 0.32699
| 2914.98 | 0.32458
| 2915.9 | 0.32854
| 2916.82 | 0.33158
| 2917.75 | 0.33176
| 2918.67 | 0.33216
| 2919.6 | 0.33514
| 2920.52 | 0.33537
| 2921.45 | 0.33258
| 2922.37 | 0.3315
| 2923.3 | 0.33496
| 2924.23 | 0.33223
| 2925.15 | 0.33949
| 2926.08 | 0.34082
| 2927.01 | 0.34215
| 2927.94 | 0.34182
| 2928.87 | 0.34462
| 2929.8 | 0.3431
| 2930.73 | 0.34706
| 2931.67 | 0.34649
| 2932.6 | 0.34798
| 2933.53 | 0.34759
| 2934.47 | 0.3497
| 2935.4 | 0.35055
| 2936.34 | 0.35236
| 2937.27 | 0.35266
| 2938.21 | 0.34956
| 2939.14 | 0.35407
| 2940.08 | 0.35624
| 2941.02 | 0.35812
| 2941.96 | 0.35878
| 2942.9 | 0.35828
| 2943.84 | 0.3482
| 2944.78 | 0.35936
| 2945.72 | 0.36154
| 2946.66 | 0.36243
| 2947.6 | 0.34875
| 2948.55 | 0.36407
| 2949.49 | 0.36568
| 2950.43 | 0.36791
| 2951.38 | 0.36832
| 2952.32 | 0.36877
| 2953.27 | 0.36919
| 2954.21 | 0.36884
| 2955.16 | 0.36975
| 2956.11 | 0.37195
| 2957.06 | 0.37347
| 2958.01 | 0.37507
| 2958.96 | 0.37621
| 2959.91 | 0.3771
| 2960.86 | 0.37754
| 2961.81 | 0.37881
| 2962.76 | 0.3826
| 2963.71 | 0.38191
| 2964.67 | 0.38312
| 2965.62 | 0.38469
| 2966.57 | 0.38446
| 2967.53 | 0.38669
| 2968.48 | 0.38652
| 2969.44 | 0.38086
| 2970.4 | 0.38968
| 2971.35 | 0.38495
| 2972.31 | 0.38846
| 2973.27 | 0.39403
| 2974.23 | 0.39349
| 2975.19 | 0.39441
| 2976.15 | 0.39687
| 2977.11 | 0.39855
| 2978.07 | 0.40245
| 2979.04 | 0.39893
| 2980 | 0.39755
| 2980.96 | 0.40448
| 2981.93 | 0.40643
| 2982.89 | 0.40863
| 2983.86 | 0.40946
| 2984.82 | 0.41067
| 2985.79 | 0.41335
| 2986.76 | 0.41064
| 2987.73 | 0.41432
| 2988.69 | 0.41655
| 2989.66 | 0.41929
| 2990.63 | 0.41989
| 2991.6 | 0.42108
| 2992.57 | 0.42315
| 2993.55 | 0.42452
| 2994.52 | 0.4251
| 2995.49 | 0.42803
| 2996.47 | 0.42955
| 2997.44 | 0.42807
| 2998.42 | 0.43178
| 2999.39 | 0.43111
| 3000.37 | 0.43658
| 3001.34 | 0.43688
| 3002.32 | 0.43885
| 3003.3 | 0.43781
| 3004.28 | 0.44303
| 3005.26 | 0.4414
| 3006.24 | 0.44455
| 3007.22 | 0.44715
| 3008.2 | 0.4481
| 3009.18 | 0.44911
| 3010.17 | 0.45239
| 3011.15 | 0.45408
| 3012.13 | 0.45575
| 3013.12 | 0.45705
| 3014.1 | 0.45999
| 3015.09 | 0.46122
| 3016.07 | 0.46309
| 3017.06 | 0.46466
| 3018.05 | 0.46323
| 3019.04 | 0.46679
| 3020.03 | 0.4703
| 3021.02 | 0.4706
| 3022.01 | 0.46819
| 3023 | 0.47287
| 3023.99 | 0.47801
| 3024.98 | 0.4806
| 3025.97 | 0.48167
| 3026.97 | 0.48304
| 3027.96 | 0.48735
| 3028.96 | 0.48667
| 3029.95 | 0.48917
| 3030.95 | 0.49103
| 3031.95 | 0.49137
| 3032.94 | 0.49087
| 3033.94 | 0.49727
| 3034.94 | 0.49973
| 3035.94 | 0.50087
| 3036.94 | 0.49899
| 3037.94 | 0.50355
| 3038.94 | 0.50497
| 3039.94 | 0.50964
| 3040.95 | 0.50648
| 3041.95 | 0.51051
| 3042.95 | 0.51467
| 3043.96 | 0.51594
| 3044.96 | 0.51685
| 3045.97 | 0.51774
| 3046.98 | 0.5222
| 3047.99 | 0.52356
| 3048.99 | 0.52306
| 3050 | 0.52787
| 3051.01 | 0.53132
| 3052.02 | 0.51904
| 3053.03 | 0.53179
| 3054.04 | 0.53523
| 3055.06 | 0.5287
| 3056.07 | 0.54043
| 3057.08 | 0.54072
| 3058.1 | 0.54464
| 3059.11 | 0.54763
| 3060.13 | 0.54849
| 3061.14 | 0.55117
| 3062.16 | 0.55093
| 3063.18 | 0.55188
| 3064.19 | 0.55715
| 3065.21 | 0.55791
| 3066.23 | 0.56142
| 3067.25 | 0.55805
| 3068.28 | 0.56505
| 3069.3 | 0.5677
| 3070.32 | 0.56217
| 3071.34 | 0.56834
| 3072.37 | 0.57218
| 3073.39 | 0.56746
| 3074.41 | 0.57649
| 3075.44 | 0.5776
| 3076.47 | 0.58283
| 3077.49 | 0.5832
| 3078.52 | 0.58368
| 3079.55 | 0.58738
| 3080.58 | 0.58929
| 3081.61 | 0.58017
| 3082.64 | 0.59253
| 3083.67 | 0.59558
| 3084.7 | 0.59733
| 3085.73 | 0.60173
| 3086.77 | 0.59857
| 3087.8 | 0.60397
| 3088.84 | 0.60725
| 3089.87 | 0.60097
| 3090.91 | 0.61255
| 3091.95 | 0.61295
| 3092.98 | 0.61047
| 3094.02 | 0.61657
| 3095.06 | 0.61893
| 3096.1 | 0.61405
| 3097.14 | 0.62301
| 3098.18 | 0.62446
| 3099.22 | 0.62711
| 3100.26 | 0.62988
| 3101.31 | 0.63308
| 3102.35 | 0.63367
| 3103.39 | 0.63575
| 3104.44 | 0.6386
| 3105.49 | 0.63743
| 3106.53 | 0.63436
| 3107.58 | 0.64508
| 3108.63 | 0.64637
| 3109.68 | 0.64939
| 3110.73 | 0.64869
| 3111.77 | 0.64642
| 3112.83 | 0.65723
| 3113.88 | 0.65757
| 3114.93 | 0.65884
| 3115.98 | 0.65536
| 3117.04 | 0.66345
| 3118.09 | 0.66473
| 3119.15 | 0.66922
| 3120.2 | 0.67001
| 3121.26 | 0.67227
| 3122.31 | 0.67515
| 3123.37 | 0.6774
| 3124.43 | 0.67975
| 3125.49 | 0.67877
| 3126.55 | 0.68218
| 3127.61 | 0.67803
| 3128.67 | 0.68515
| 3129.74 | 0.69007
| 3130.8 | 0.69215
| 3131.86 | 0.69474
| 3132.93 | 0.6957
| 3133.99 | 0.69769
| 3135.06 | 0.70039
| 3136.12 | 0.70406
| 3137.19 | 0.70721
| 3138.26 | 0.70876
| 3139.33 | 0.70552
| 3140.4 | 0.70939
| 3141.47 | 0.71421
| 3142.54 | 0.71411
| 3143.61 | 0.7174
| 3144.68 | 0.71893
| 3145.76 | 0.72203
| 3146.83 | 0.70704
| 3147.9 | 0.72697
| 3148.98 | 0.7277
| 3150.06 | 0.73066
| 3151.13 | 0.73327
| 3152.21 | 0.73431
| 3153.29 | 0.73732
| 3154.37 | 0.73997
| 3155.45 | 0.7412
| 3156.53 | 0.7433
| 3157.61 | 0.74594
| 3158.69 | 0.74733
| 3159.77 | 0.74995
| 3160.86 | 0.75226
| 3161.94 | 0.75469
| 3163.03 | 0.7568
| 3164.11 | 0.76005
| 3165.2 | 0.76107
| 3166.28 | 0.7626
| 3167.37 | 0.76667
| 3168.46 | 0.76764
| 3169.55 | 0.76892
| 3170.64 | 0.77272
| 3171.73 | 0.77495
| 3172.82 | 0.77595
| 3173.92 | 0.7767
| 3175.01 | 0.77848
| 3176.1 | 0.78047
| 3177.2 | 0.78244
| 3178.29 | 0.78623
| 3179.39 | 0.78848
| 3180.49 | 0.78993
| 3181.58 | 0.79218
| 3182.68 | 0.79484
| 3183.78 | 0.79578
| 3184.88 | 0.7976
| 3185.98 | 0.80019
| 3187.08 | 0.80228
| 3188.19 | 0.80486
| 3189.29 | 0.80711
| 3190.39 | 0.8082
| 3191.5 | 0.80528
| 3192.6 | 0.80807
| 3193.71 | 0.81351
| 3194.81 | 0.81597
| 3195.92 | 0.81894
| 3197.03 | 0.8197
| 3198.14 | 0.81093
| 3199.25 | 0.82065
| 3200.36 | 0.82593
| 3201.47 | 0.82815
| 3202.58 | 0.8035
| 3203.7 | 0.82886
| 3204.81 | 0.833
| 3205.93 | 0.83077
| 3207.04 | 0.82947
| 3208.16 | 0.84074
| 3209.27 | 0.82594
| 3210.39 | 0.84047
| 3211.51 | 0.84224
| 3212.63 | 0.84896
| 3213.75 | 0.84848
| 3214.87 | 0.85283
| 3215.99 | 0.85112
| 3217.11 | 0.855
| 3218.24 | 0.84929
| 3219.36 | 0.85946
| 3220.49 | 0.86289
| 3221.61 | 0.86373
| 3222.74 | 0.85417
| 3223.86 | 0.86602
| 3224.99 | 0.85608
| 3226.12 | 0.86344
| 3227.25 | 0.87176
| 3228.38 | 0.87591
| 3229.51 | 0.87573
| 3230.64 | 0.8702
| 3231.78 | 0.87847
| 3232.91 | 0.881
| 3234.04 | 0.88529
| 3235.18 | 0.88608
| 3236.31 | 0.88893
| 3237.45 | 0.89079
| 3238.59 | 0.89192
| 3239.73 | 0.89401
| 3240.87 | 0.89329
| 3242 | 0.89793
| 3243.15 | 0.89721
| 3244.29 | 0.89334
| 3245.43 | 0.89182
| 3246.57 | 0.90312
| 3247.72 | 0.89929
| 3248.86 | 0.90134
| 3250.01 | 0.90803
| 3251.15 | 0.91209
| 3252.3 | 0.91304
| 3253.45 | 0.91357
| 3254.6 | 0.91501
| 3255.75 | 0.91857
| 3256.9 | 0.91878
| 3258.05 | 0.92186
| 3259.2 | 0.923
| 3260.35 | 0.91253
| 3261.5 | 0.92194
| 3262.66 | 0.92657
| 3263.81 | 0.91822
| 3264.97 | 0.93113
| 3266.13 | 0.93267
| 3267.28 | 0.93479
| 3268.44 | 0.93233
| 3269.6 | 0.93759
| 3270.76 | 0.93562
| 3271.92 | 0.91193
| 3273.08 | 0.94
| 3274.25 | 0.94363
| 3275.41 | 0.94731
| 3276.58 | 0.9474
| 3277.74 | 0.94797
| 3278.91 | 0.94835
| 3280.07 | 0.93642
| 3281.24 | 0.95283
| 3282.41 | 0.95462
| 3283.58 | 0.95586
| 3284.75 | 0.95585
| 3285.92 | 0.95826
| 3287.09 | 0.95969
| 3288.26 | 0.95935
| 3289.44 | 0.96249
| 3290.61 | 0.96365
| 3291.79 | 0.96533
| 3292.96 | 0.96668
| 3294.14 | 0.96033
| 3295.32 | 0.96769
| 3296.49 | 0.96608
| 3297.67 | 0.96927
| 3298.85 | 0.95824
| 3300.03 | 0.96426
| 3301.22 | 0.97366
| 3302.4 | 0.97572
| 3303.58 | 0.97807
| 3304.77 | 0.97603
| 3305.95 | 0.97725
| 3307.14 | 0.97959
| 3308.32 | 0.98041
| 3309.51 | 0.9814
| 3310.7 | 0.9846
| 3311.89 | 0.98477
| 3313.08 | 0.98445
| 3314.27 | 0.98305
| 3315.46 | 0.98523
| 3316.66 | 0.98296
| 3317.85 | 0.98708
| 3319.04 | 0.98713
| 3320.24 | 0.9854
| 3321.44 | 0.99215
| 3322.63 | 0.98775
| 3323.83 | 0.99321
| 3325.03 | 0.99209
| 3326.23 | 0.995
| 3327.43 | 0.99091
| 3328.63 | 0.99142
| 3329.83 | 0.9941
| 3331.04 | 0.99727
| 3332.24 | 0.99544
| 3333.45 | 0.99543
| 3334.65 | 0.99612
| 3335.86 | 0.99692
| 3337.07 | 0.99764
| 3338.28 | 0.99593
| 3339.48 | 0.9902
| 3340.7 | 0.99672
| 3341.91 | 0.99604
| 3343.12 | 0.99655
| 3344.33 | 0.99651
| 3345.54 | 0.99527
| 3346.76 | 0.99585
| 3347.97 | 0.99443
| 3349.19 | 0.99563
| 3350.41 | 0.9949
| 3351.63 | 0.99296
| 3352.84 | 0.99218
| 3354.06 | 0.99063
| 3355.29 | 0.98795
| 3356.51 | 0.98937
| 3357.73 | 0.98804
| 3358.95 | 0.98726
| 3360.18 | 0.98508
| 3361.4 | 0.97809
| 3362.63 | 0.97837
| 3363.86 | 0.97396
| 3365.08 | 0.97322
| 3366.31 | 0.97166
| 3367.54 | 0.96429
| 3368.77 | 0.96137
| 3370.01 | 0.95769
| 3371.24 | 0.95457
| 3372.47 | 0.95031
| 3373.71 | 0.9488
| 3374.94 | 0.94654
| 3376.18 | 0.94663
| 3377.41 | 0.94454
| 3378.65 | 0.94593
| 3379.89 | 0.94416
| 3381.13 | 0.94427
| 3382.37 | 0.9476
| 3383.61 | 0.94954
| 3384.85 | 0.95125
| 3386.1 | 0.95367
| 3387.34 | 0.95532
| 3388.59 | 0.95615
| 3389.83 | 0.95734
| 3391.08 | 0.95691
| 3392.33 | 0.95767
| 3393.58 | 0.96019
| 3394.83 | 0.95798
| 3396.08 | 0.95786
| 3397.33 | 0.95631
| 3398.58 | 0.95402
| 3399.83 | 0.95153
| 3401.09 | 0.9486
| 3402.34 | 0.94648
| 3403.6 | 0.94291
| 3404.86 | 0.9386
| 3406.12 | 0.93641
| 3407.37 | 0.93212
| 3408.63 | 0.92944
| 3409.89 | 0.92527
| 3411.16 | 0.92363
| 3412.42 | 0.92152
| 3413.68 | 0.91892
| 3414.95 | 0.91467
| 3416.21 | 0.91158
| 3417.48 | 0.90872
| 3418.75 | 0.90612
| 3420.02 | 0.90357
| 3421.28 | 0.90203
| 3422.55 | 0.9014
| 3423.83 | 0.89986
| 3425.1 | 0.90077
| 3426.37 | 0.89976
| 3427.64 | 0.90321
| 3428.92 | 0.90596
| 3430.2 | 0.90885
| 3431.47 | 0.91422
| 3432.75 | 0.91879
| 3434.03 | 0.92311
| 3435.31 | 0.92498
| 3436.59 | 0.92656
| 3437.87 | 0.92801
| 3439.15 | 0.93018
| 3440.44 | 0.93022
| 3441.72 | 0.93123
| 3443.01 | 0.93119
| 3444.29 | 0.9331
| 3445.58 | 0.93228
| 3446.87 | 0.93242
| 3448.16 | 0.93265
| 3449.45 | 0.93072
| 3450.74 | 0.93171
| 3452.03 | 0.92999
| 3453.33 | 0.93172
| 3454.62 | 0.93124
| 3455.91 | 0.93137
| 3457.21 | 0.93127
| 3458.51 | 0.93017
| 3459.81 | 0.92876
| 3461.11 | 0.92739
| 3462.4 | 0.92504
| 3463.71 | 0.92553
| 3465.01 | 0.92458
| 3466.31 | 0.92414
| 3467.62 | 0.92154
| 3468.92 | 0.91891
| 3470.23 | 0.91717
| 3471.53 | 0.91614
| 3472.84 | 0.91449
| 3474.15 | 0.9108
| 3475.46 | 0.90848
| 3476.77 | 0.90622
| 3478.08 | 0.90257
| 3479.39 | 0.90016
| 3480.71 | 0.89722
| 3482.02 | 0.89562
| 3483.34 | 0.8934
| 3484.66 | 0.89045
| 3485.97 | 0.88887
| 3487.29 | 0.88597
| 3488.61 | 0.88307
| 3489.93 | 0.88059
| 3491.25 | 0.87705
| 3492.58 | 0.87629
| 3493.9 | 0.87243
| 3495.23 | 0.86963
| 3496.55 | 0.86668
| 3497.88 | 0.85925
| 3499.2 | 0.85804
| 3500.53 | 0.85214
| 3501.86 | 0.84931
| 3503.2 | 0.84312
| 3504.53 | 0.83991
| 3505.86 | 0.83459
| 3507.19 | 0.83272
| 3508.53 | 0.82934
| 3509.86 | 0.82977
| 3511.2 | 0.82978
| 3512.54 | 0.83413
| 3513.88 | 0.8354
| 3515.22 | 0.83654
| 3516.56 | 0.83819
| 3517.9 | 0.83799
| 3519.24 | 0.83584
| 3520.59 | 0.83495
| 3521.93 | 0.83477
| 3523.28 | 0.83294
| 3524.63 | 0.83154
| 3525.97 | 0.82994
| 3527.32 | 0.82689
| 3528.67 | 0.82426
| 3530.02 | 0.82164
| 3531.38 | 0.81992
| 3532.73 | 0.8163
| 3534.08 | 0.81333
| 3535.44 | 0.8097
| 3536.8 | 0.80831
| 3538.15 | 0.80434
| 3539.51 | 0.80292
| 3540.87 | 0.80013
| 3542.23 | 0.79727
| 3543.59 | 0.79348
| 3544.96 | 0.78978
| 3546.32 | 0.78798
| 3547.68 | 0.78279
| 3549.05 | 0.77852
| 3550.42 | 0.7751
| 3551.79 | 0.77413
| 3553.15 | 0.76971
| 3554.52 | 0.76679
| 3555.9 | 0.76373
| 3557.27 | 0.76039
| 3558.64 | 0.75608
| 3560.01 | 0.75224
| 3561.39 | 0.74912
| 3562.77 | 0.74648
| 3564.14 | 0.7414
| 3565.52 | 0.73859
| 3566.9 | 0.73512
| 3568.28 | 0.73205
| 3569.67 | 0.72799
| 3571.05 | 0.72431
| 3572.43 | 0.71868
| 3573.82 | 0.71688
| 3575.2 | 0.71359
| 3576.59 | 0.70907
| 3577.98 | 0.70508
| 3579.37 | 0.70138
| 3580.76 | 0.69855
| 3582.15 | 0.69399
| 3583.54 | 0.68951
| 3584.93 | 0.68698
| 3586.33 | 0.68107
| 3587.73 | 0.67755
| 3589.12 | 0.67486
| 3590.52 | 0.67004
| 3591.92 | 0.66704
| 3593.32 | 0.66219
| 3594.72 | 0.65939
| 3596.12 | 0.65454
| 3597.53 | 0.65046
| 3598.93 | 0.64725
| 3600.34 | 0.64503
| 3601.74 | 0.63922
| 3603.15 | 0.63322
| 3604.56 | 0.63223
| 3605.97 | 0.62609
| 3607.38 | 0.62383
| 3608.79 | 0.61921
| 3610.21 | 0.61573
| 3611.62 | 0.61107
| 3613.04 | 0.60772
| 3614.45 | 0.60189
| 3615.87 | 0.5979
| 3617.29 | 0.59516
| 3618.71 | 0.58933
| 3620.13 | 0.58724
| 3621.55 | 0.58276
| 3622.98 | 0.57766
| 3624.4 | 0.57408
| 3625.83 | 0.57111
| 3627.25 | 0.56699
| 3628.68 | 0.56114
| 3630.11 | 0.5583
| 3631.54 | 0.55573
| 3632.97 | 0.55109
| 3634.4 | 0.54531
| 3635.84 | 0.54181
| 3637.27 | 0.53768
| 3638.71 | 0.53231
| 3640.14 | 0.52993
| 3641.58 | 0.52412
| 3643.02 | 0.52179
| 3644.46 | 0.51768
| 3645.9 | 0.51244
| 3647.35 | 0.50961
| 3648.79 | 0.50619
| 3650.23 | 0.50018
| 3651.68 | 0.49593
| 3653.13 | 0.49318
| 3654.58 | 0.48891
| 3656.02 | 0.48514
| 3657.47 | 0.48056
| 3658.93 | 0.47714
| 3660.38 | 0.47394
| 3661.83 | 0.46883
| 3663.29 | 0.46507
| 3664.74 | 0.4609
| 3666.2 | 0.45918
| 3667.66 | 0.45418
| 3669.12 | 0.4476
| 3670.58 | 0.44439
| 3672.04 | 0.4409
| 3673.51 | 0.43709
| 3674.97 | 0.43295
| 3676.44 | 0.42935
| 3677.9 | 0.42703
| 3679.37 | 0.42223
| 3680.84 | 0.41672
| 3682.31 | 0.41412
| 3683.78 | 0.41046
| 3685.26 | 0.40628
| 3686.73 | 0.40296
| 3688.21 | 0.3997
| 3689.68 | 0.39471
| 3691.16 | 0.39262
| 3692.64 | 0.39009
| 3694.12 | 0.38409
| 3695.6 | 0.38251
| 3697.08 | 0.37594
| 3698.56 | 0.37337
| 3700.05 | 0.36985
| 3701.53 | 0.36854
| 3703.02 | 0.36213
| 3704.51 | 0.35907
| 3706 | 0.35715
| 3707.49 | 0.35223
| 3708.98 | 0.34964
| 3710.47 | 0.34569
| 3711.97 | 0.34246
| 3713.46 | 0.3396
| 3714.96 | 0.33475
| 3716.46 | 0.33052
| 3717.95 | 0.32649
| 3719.45 | 0.32354
| 3720.96 | 0.32184
| 3722.46 | 0.31883
| 3723.96 | 0.31507
| 3725.47 | 0.3119
| 3726.97 | 0.30919
| 3728.48 | 0.30468
| 3729.99 | 0.3013
| 3731.5 | 0.29919
| 3733.01 | 0.29648
| 3734.52 | 0.29288
| 3736.04 | 0.28988
| 3737.55 | 0.28558
| 3739.07 | 0.28284
| 3740.58 | 0.27904
| 3742.1 | 0.27492
| 3743.62 | 0.27476
| 3745.14 | 0.27048
| 3746.67 | 0.26812
| 3748.19 | 0.26496
| 3749.71 | 0.26058
| 3751.24 | 0.25876
| 3752.77 | 0.2543
| 3754.29 | 0.25283
| 3755.82 | 0.24989
| 3757.35 | 0.24812
| 3758.89 | 0.24507
| 3760.42 | 0.24242
| 3761.96 | 0.23875
| 3763.49 | 0.23734
| 3765.03 | 0.23287
| 3766.57 | 0.23015
| 3768.11 | 0.22835
| 3769.65 | 0.22677
| 3771.19 | 0.22318
| 3772.73 | 0.22024
| 3774.28 | 0.21802
| 3775.82 | 0.21439
| 3777.37 | 0.21338
| 3778.92 | 0.21095
| 3780.47 | 0.20801
| 3782.02 | 0.20583
| 3783.57 | 0.20346
| 3785.12 | 0.20061
| 3786.68 | 0.19956
| 3788.24 | 0.19592
| 3789.79 | 0.19353
| 3791.35 | 0.19083
| 3792.91 | 0.18881
| 3794.47 | 0.18536
| 3796.04 | 0.18398
| 3797.6 | 0.18284
| 3799.16 | 0.17922
| 3800.73 | 0.17806
| 3802.3 | 0.17616
| 3803.87 | 0.17372
| 3805.44 | 0.17116
| 3807.01 | 0.16889
| 3808.58 | 0.16802
| 3810.16 | 0.1656
| 3811.73 | 0.16233
| 3813.31 | 0.16096
| 3814.89 | 0.15802
| 3816.47 | 0.15571
| 3818.05 | 0.15583
| 3819.63 | 0.1524
| 3821.21 | 0.15133
| 3822.8 | 0.14903
| 3824.38 | 0.14794
| 3825.97 | 0.14437
| 3827.56 | 0.14395
| 3829.15 | 0.13954
| 3830.74 | 0.1415
| 3832.33 | 0.13724
| 3833.93 | 0.13568
| 3835.52 | 0.1343
| 3837.12 | 0.13257
| 3838.72 | 0.12997
| 3840.32 | 0.12984
| 3841.91 | 0.12846
| 3843.52 | 0.12624
| 3845.12 | 0.12494
| 3846.72 | 0.12381
| 3848.33 | 0.12246
| 3849.94 | 0.12045
| 3851.55 | 0.11852
| 3853.16 | 0.11594
| 3854.77 | 0.11544
| 3856.38 | 0.11445
| 3857.99 | 0.11255
| 3859.61 | 0.11087
| 3861.23 | 0.10958
| 3862.84 | 0.10591
| 3864.46 | 0.10634
| 3866.08 | 0.10592
| 3867.71 | 0.10435
| 3869.33 | 0.10142
| 3870.95 | 0.10022
| 3872.58 | 0.09822
| 3874.21 | 0.09843
| 3875.84 | 0.09688
| 3877.47 | 0.09781
| 3879.1 | 0.09535
| 3880.73 | 0.09367
| 3882.37 | 0.09188
| 3884 | 0.09004
| 3885.64 | 0.08999
| 3887.28 | 0.08885
| 3888.92 | 0.08715
| 3890.56 | 0.08633
| 3892.2 | 0.08379
| 3893.84 | 0.08447
| 3895.49 | 0.08322
| 3897.14 | 0.0811
| 3898.79 | 0.08125
| 3900.44 | 0.07996
| 3902.09 | 0.07798
| 3903.74 | 0.07731
| 3905.39 | 0.07579
| 3907.05 | 0.07536
| 3908.7 | 0.07473
| 3910.36 | 0.07322
| 3912.02 | 0.07204
| 3913.68 | 0.07243
| 3915.35 | 0.07014
| 3917.01 | 0.07015
| 3918.67 | 0.0686
| 3920.34 | 0.06747
| 3922.01 | 0.06642
| 3923.68 | 0.06628
| 3925.35 | 0.06613
| 3927.02 | 0.064
| 3928.69 | 0.06321
| 3930.37 | 0.06401
| 3932.04 | 0.06121
| 3933.72 | 0.06113
| 3935.4 | 0.05972
| 3937.08 | 0.06058
| 3938.76 | 0.05957
| 3940.45 | 0.0567
| 3942.13 | 0.05587
| 3943.82 | 0.05743
| 3945.51 | 0.05591
| 3947.2 | 0.05384
| 3948.89 | 0.05313
| 3950.58 | 0.05472
| 3952.28 | 0.05114
| 3953.97 | 0.05206
| 3955.67 | 0.05087
| 3957.36 | 0.05116
| 3959.06 | 0.05036
| 3960.77 | 0.04955
| 3962.47 | 0.05
| 3964.17 | 0.04788
| 3965.88 | 0.04751
| 3967.58 | 0.04677
| 3969.29 | 0.04663
| 3971 | 0.04469
| 3972.71 | 0.04503
| 3974.43 | 0.04368
| 3976.14 | 0.04346
| 3977.86 | 0.04374
| 3979.57 | 0.04215
| 3981.29 | 0.04199
| 3983.01 | 0.04104
| 3984.73 | 0.04172
| 3986.46 | 0.04078
| 3988.18 | 0.03903
| 3989.91 | 0.03759
| 3991.64 | 0.03898
| 3993.36 | 0.03798
| 3995.1 | 0.0379
| 3996.83 | 0.0387
| 3998.56 | 0.03587
| 4000.3 | 0.03955
| 4002.03 | 0.03663
| 4003.77 | 0.03667
| 4005.51 | 0.03518
| 4007.25 | 0.03409
| 4008.99 | 0.03494
| 4010.74 | 0.03345
| 4012.49 | 0.03446
| 4014.23 | 0.03252
| 4015.98 | 0.03256
| 4017.73 | 0.03075
| 4019.48 | 0.03146
| 4021.24 | 0.03062
| 4022.99 | 0.03055
| 4024.75 | 0.03054
| 4026.51 | 0.03011
| 4028.27 | 0.02942
| 4030.03 | 0.02938
| 4031.79 | 0.02939
| 4033.55 | 0.02727
| 4035.32 | 0.02821
| 4037.09 | 0.02796
| 4038.86 | 0.02801
| 4040.62 | 0.02785
| 4042.4 | 0.02708
| 4044.17 | 0.02707
| 4045.95 | 0.02661
| 4047.72 | 0.02675
| 4049.5 | 0.0267
| 4051.28 | 0.02686
| 4053.06 | 0.02346
| 4054.84 | 0.02657
| 4056.63 | 0.02472
| 4058.41 | 0.02413
| 4060.2 | 0.02337
| 4061.99 | 0.02547
| 4063.78 | 0.02438
| 4065.57 | 0.02217
| 4067.37 | 0.02243
| 4069.16 | 0.02256
| 4070.96 | 0.02271
| 4072.76 | 0.02244
| 4074.56 | 0.02145
| 4076.36 | 0.02092
| 4078.16 | 0.01913
| 4079.97 | 0.02022
| 4081.77 | 0.01999
| 4083.58 | 0.01845
| 4085.39 | 0.01846
| 4087.2 | 0.01963
| 4089.02 | 0.01986
| 4090.83 | 0.02049
| 4092.65 | 0.02007
| 4094.47 | 0.01861
| 4096.29 | 0.01851
| 4098.11 | 0.01949
| 4099.93 | 0.01674
| 4101.75 | 0.01907
| 4103.58 | 0.01726
| 4105.41 | 0.01731
| 4107.23 | 0.01732
| 4109.07 | 0.0169
| 4110.9 | 0.01687
| 4112.73 | 0.01636
| 4114.57 | 0.01741
| 4116.41 | 0.01695
| 4118.24 | 0.01625
| 4120.09 | 0.01551
| 4121.93 | 0.01556
| 4123.77 | 0.01581
| 4125.62 | 0.01707
| 4127.46 | 0.01621
| 4129.31 | 0.01418
| 4131.16 | 0.01505
| 4133.02 | 0.01461
| 4134.87 | 0.01383
| 4136.73 | 0.01428
| 4138.58 | 0.01496
| 4140.44 | 0.01356
| 4142.3 | 0.01472
| 4144.16 | 0.01507
| 4146.03 | 0.01478
| 4147.89 | 0.01328
| 4149.76 | 0.01373
| 4151.63 | 0.01376
| 4153.5 | 0.01204
| 4155.37 | 0.01286
| 4157.25 | 0.01307
| 4159.12 | 0.01374
| 4161 | 0.01178
| 4162.88 | 0.01114
| 4164.76 | 0.01304
| 4166.64 | 0.01251
| 4168.53 | 0.01199
| 4170.41 | 0.01051
| 4172.3 | 0.01167
| 4174.19 | 0.01272
| 4176.08 | 0.01035
| 4177.97 | 0.01201
| 4179.87 | 0.01098
| 4181.76 | 0.01063
| 4183.66 | 0.01032
| 4185.56 | 0.01129
| 4187.46 | 0.01106
| 4189.36 | 0.01091
| 4191.27 | 0.00994
| 4193.17 | 0.01093
| 4195.08 | 0.00963
| 4196.99 | 0.0095
| 4198.91 | 0.00685
| 4200.82 | 0.00732
| 4202.73 | 0.00748
| 4204.65 | 0.00776
| 4206.57 | 0.0066
| 4208.49 | 0.00804
| 4210.41 | 0.0083
| 4212.34 | 0.00798
| 4214.26 | 0.0061
| 4216.19 | 0.00581
| 4218.12 | 0.00778
| 4220.05 | 0.00464
| 4221.98 | 0.00565
| 4223.92 | 0.00281
| 4225.85 | 0.00051556
| 4227.79 | 0.00068373
| 4229.73 | 0.002
| 4231.67 | 0.00276
| 4233.61 | 0.00305
| 4235.56 | 0.00237
| 4237.51 | 0.00209
| 4239.46 | 0.00047186
| 4241.41 | 0.00406
| 4243.36 | 0.00295
| 4245.31 | 0.0023
| 4247.27 | 0.00241
| 4249.23 | 0.00485
| 4251.19 | 0.00312
| 4253.15 | 0.0042
| 4255.11 | 0.005
| 4257.08 | 0.00651
| 4259.04 | 0.00533
| 4261.01 | 0.00457
| 4262.98 | 0.00119
| 4264.95 | 0.00325
| 4266.93 | 0.00434
| 4268.91 | 6.3617e-05
| 4270.88 | 0.00364
| 4272.86 | 0.00327
| 4274.84 | -0.00042857
| 4276.83 | 0.00464
| 4278.81 | 0.00291
| 4280.8 | 0.00125
| 4282.79 | 0.00568
| 4284.78 | 0.00122
| 4286.77 | 0.00485
| 4288.76 | 0.00341
| 4290.76 | 0.00151
| 4292.76 | 0.00486
| 4294.76 | 0.00187
| 4296.76 | 0.00287
| 4298.76 | 0.00355
| 4300.77 | 0.00366
| 4302.78 | 0.00499
| 4304.79 | 0.00037631
| 4306.8 | 0.00443
| 4308.81 | 0.00176
| 4310.83 | 0.00385
| 4312.84 | 0.0033
| 4314.86 | 0.00476
| 4316.88 | 0.00284
| 4318.9 | 0.00356
| 4320.93 | 0.00301
| 4322.96 | 0.00162
| 4324.98 | 0.0055
| 4327.01 | 0.00377
| 4329.05 | 0.00449
| 4331.08 | 0.00171
| 4333.11 | 0.0053
| 4335.15 | 0.00217
| 4337.19 | 0.00492
| 4339.23 | 0.00483
| 4341.28 | 0.00425
| 4343.32 | 0.00393
| 4345.37 | 0.00469
| 4347.42 | 0.00578
| 4349.47 | 0.00258
| 4351.52 | 0.00355
| 4353.58 | 0.00419
| 4355.64 | 0.00331
| 4357.7 | 0.00439
| 4359.76 | 0.00488
| 4361.82 | 0.00462
| 4363.88 | 0.00315
| 4365.95 | 0.00299
| 4368.02 | 0.00449
| 4370.09 | 0.00362
| 4372.16 | 0.00445
| 4374.24 | 0.00326
| 4376.31 | 0.0055
| 4378.39 | 0.00464
| 4380.47 | 0.00356
| 4382.55 | 0.0043
| 4384.64 | 0.00396
| 4386.73 | 0.00283
| 4388.81 | 0.00404
| 4390.9 | 0.00347
| 4393 | 0.00159
| 4395.09 | 0.00355
| 4397.19 | 0.00337
| 4399.29 | 0.00492
| 4401.39 | 0.00245
| 4403.49 | 0.00397
| 4405.59 | 0.00426
| 4407.7 | 0.00519
| 4409.81 | 0.00246
| 4411.92 | 0.00262
| 4414.03 | 0.00244
| 4416.15 | 0.00391
| 4418.26 | 0.00174
| 4420.38 | 0.00297
| 4422.5 | 0.00402
| 4424.63 | 0.00333
| 4426.75 | 0.00226
| 4428.88 | 0.00268
| 4431.01 | 0.00336
| 4433.14 | 0.00292
| 4435.27 | 0.00377
| 4437.4 | 0.00364
| 4439.54 | 0.0024
| 4441.68 | 0.00202
| 4443.82 | 0.00322
| 4445.97 | 0.00291
| 4448.11 | 0.00244
| 4450.26 | 0.00137
| 4452.41 | 0.00312
| 4454.56 | 0.00159
| 4456.71 | 0.00273
| 4458.87 | 0.00267
| 4461.03 | 0.00206
| 4463.19 | 0.00279
| 4465.35 | 0.00343
| 4467.51 | 0.00174
| 4469.68 | 0.00317
| 4471.85 | 0.00181
| 4474.02 | 0.00408
| 4476.19 | 0.00103
| 4478.36 | 0.0042
| 4480.54 | 0.00298
| 4482.72 | 0.00193
| 4484.9 | 0.0015
| 4487.08 | 0.00282
| 4489.27 | 0.00313
| 4491.46 | 0.00017979
| 4493.64 | 0.0027
| 4495.83 | 0.00263
| 4498.03 | 0.00099612
| 4500.23 | 0.00262
| 4502.42 | 0.00358
| 4504.62 | 0.00307
| 4506.82 | 0.00161
| 4509.03 | 0.00273
| 4511.24 | 0.00174
| 4513.45 | 0.00192
| 4515.66 | 0.00128
| 4517.87 | 0.00158
| 4520.08 | 0.00061963
| 4522.3 | 0.00185
| 4524.52 | 0.0017
| 4526.74 | 0.00296
| 4528.97 | 0.00167
| 4531.19 | -0.000147
| 4533.42 | 0.00143
| 4535.65 | 0.0021
| 4537.88 | 0.00178
| 4540.12 | 0.00216
| 4542.36 | 0.00131
| 4544.6 | 0.002
| 4546.84 | 0.00272
| 4549.08 | 0.00136
| 4551.33 | 0.00374
| 4553.58 | 0.00146
| 4555.83 | 0.00255
| 4558.08 | 0.00191
| 4560.33 | 0.00195
| 4562.59 | 0.0021
| 4564.85 | 0.0011
| 4567.11 | 0.00030593
| 4569.38 | 0.00208
| 4571.64 | 0.00156
| 4573.91 | 0.00139
| 4576.18 | 0.00205
| 4578.45 | 0.00171
| 4580.73 | 0.00205
| 4583.01 | 0.00257
| 4585.29 | 0.00090755
| 4587.57 | 0.00161
| 4589.85 | 0.00087161
| 4592.14 | 0.00256
| 4594.43 | -0.00013684
| 4596.72 | 0.00132
| 4599.01 | 0.00165
| 4601.31 | 0.0012
| 4603.6 | 0.00035676
| 4605.9 | 0.00065131
| 4608.21 | 0.00037678
| 4610.51 | 0.00012976
| 4612.82 | -0.00055299
| 4615.13 | 0.00112
| 4617.44 | 0.00269
| 4619.75 | 0.00076596
| 4622.07 | 0.00261
| 4624.39 | 0.0011
| 4626.71 | 0.00033223
| 4629.03 | 0.00105
| 4631.36 | 0.00108
| 4633.69 | 0.00073468
| 4636.02 | 0.00129
| 4638.35 | -0.00014538
| 4640.69 | 0.00132
| 4643.02 | 0.00016702
| 4645.36 | 0.00153
| 4647.7 | 0.00055244
| 4650.05 | 0.00139
| 4652.39 | 0.00033077
| 4654.74 | 0.00104
| 4657.1 | -0.00054757
| 4659.45 | 0.00117
| 4661.8 | 0.00038794
| 4664.16 | 0.0004719
| 4666.53 | 0.00154
| 4668.89 | 0.00073817
| 4671.26 | -0.00089567
| 4673.62 | 0.00067596
| 4675.99 | -0.00066895
| 4678.37 | 0.0015
| 4680.74 | -0.00097408
| 4683.12 | 0.00064829
| 4685.5 | -0.00020938
| 4687.88 | -0.00074817
| 4690.27 | 0.0005056
| 4692.65 | -0.00108
| 4695.05 | 0.00031469
| 4697.44 | -0.0003533
| 4699.83 | 0.00076482
| 4702.23 | -0.00027913
| 4704.63 | 2.0519e-05
| 4707.03 | 0.00048233
| 4709.44 | 0.00055314
| 4711.84 | 0.00078038
| 4714.25 | 0.00136
| 4716.67 | -0.00026735
| 4719.08 | 0.00073064
| 4721.5 | 5.659e-05
| 4723.92 | 0.0005767
| 4726.34 | -0.00085717
| 4728.76 | 0.00109
| 4731.19 | -0.0005664
| 4733.62 | 0.00031413
| 4736.05 | 0.00030043
| 4738.49 | 0.00116
| 4740.92 | -0.00075251
| 4743.36 | -0.00094704
| 4745.81 | 0.00073254
| 4748.25 | 0.00162
| 4750.7 | 0.00081406
| 4753.15 | 0.00117
| 4755.6 | -0.00025996
| 4758.05 | -0.00104
| 4760.51 | 0.00029516
| 4762.97 | -0.000767
| 4765.43 | 0.00059017
| 4767.9 | 9.9472e-05
| 4770.36 | 0.00060031
| 4772.83 | 0.00080696
| 4775.31 | -0.00028381
| 4777.78 | -0.00043039
| 4780.26 | 0.00249
| 4782.74 | -0.0005592
| 4785.22 | 0.00118
| 4787.71 | 0.00131
| 4790.19 | -0.00016381
| 4792.69 | 2.3256e-05
| 4795.18 | -8.7893e-05
| 4797.67 | -0.00047916
| 4800.17 | 0.00123
| 4802.67 | 0.0004809
| 4805.17 | -0.00079188
| 4807.68 | 0.00030096
| 4810.19 | 0.00043447
| 4812.7 | -0.00052946
| 4815.22 | 0.00165
| 4817.73 | 0.00018039
| 4820.25 | 0.00020829
| 4822.77 | 0.00126
| 4825.3 | -0.00017016
| 4827.82 | -1.3784e-07
| 4830.35 | -0.00011115
| 4832.89 | 5.1204e-05
| 4835.42 | -0.00062225
| 4837.96 | -0.0013
| 4840.5 | 0.00058971
| 4843.04 | -9.321e-05
| 4845.59 | 6.8506e-05
| 4848.14 | 0.00025198
| 4850.69 | -0.00026388
| 4853.24 | 0.00075793
| 4855.8 | -0.00052052
| 4858.36 | -0.00080598
| 4860.92 | -0.00104
| 4863.48 | -0.00173
| 4866.05 | 0.00111
| 4868.62 | -0.0001453
| 4871.19 | -0.00135
| 4873.77 | -0.00055204
| 4876.35 | 0.00098263
| 4878.93 | -0.00025307
| 4881.51 | -0.00096329
| 4884.1 | -0.00074197
| 4886.69 | -0.00016506
| 4889.28 | -0.00139
| 4891.87 | 6.6123e-05
| 4894.47 | -0.00112
| 4897.07 | -0.00046668
| 4899.67 | -0.00043978
| 4902.28 | 4.6466e-05
| 4904.89 | -0.00156
| 4907.5 | -0.00222
| 4910.11 | 0.00059401
| 4912.73 | -0.00138
| 4915.35 | -0.00070893
| 4917.97 | -0.00010022
| 4920.6 | -0.00229
| 4923.22 | 0.00045282
| 4925.85 | -0.00129
| 4928.49 | -0.00161
| 4931.12 | -0.0011
| 4933.76 | 0.0002463
| 4936.4 | -0.00165
| 4939.05 | -0.00084929
| 4941.7 | -0.00033674
| 4944.35 | -0.00056195
| 4947 | 0.00030954
| 4949.66 | -0.00030566
| 4952.32 | -0.00091856
| 4954.98 | -0.0024
| 4957.64 | -0.00048849
| 4960.31 | -0.00052945
| 4962.98 | -0.00204
| 4965.66 | -0.00136
| 4968.33 | -0.0006168
| 4971.01 | -0.00186
| 4973.69 | -0.0028
| 4976.38 | -0.00054491
| 4979.07 | -0.00065256
| 4981.75 | -0.00139
| 4984.45 | -0.00153
| 4987.15 | -0.00116
| 4989.85 | -0.00191
| 4992.55 | -0.00253
| 4995.25 | -0.00218
| 4997.96 | 9.5874e-05
| 5533.29 | 0.00183
| 5536.61 | 0.00235
| 5539.94 | 0.0025
| 5543.27 | 0.0035
| 5546.61 | 0.00186
| 5549.95 | 0.00391
| 5553.29 | 0.0026
| 5556.64 | 0.00341
| 5559.99 | 0.0031
| 5563.34 | 0.00285
| 5566.7 | 0.00322
| 5570.07 | 0.00228
| 5573.43 | 0.00261
| 5576.81 | 0.00342
| 5580.18 | 0.0019
| 5583.56 | 0.00213
| 5586.95 | 0.00276
| 5590.33 | 0.00325
| 5593.73 | 0.00248
| 5597.12 | 0.00168
| 5600.52 | 0.00176
| 5603.93 | 0.00162
| 5607.34 | 0.00373
| 5610.75 | 0.00274
| 5614.17 | 0.00284
| 5617.59 | 0.00274
| 5621.01 | 0.00164
| 5624.44 | 0.00388
| 5627.88 | 0.00342
| 5631.32 | 0.00212
| 5634.76 | 0.0032
| 5638.2 | 0.00261
| 5641.65 | 0.00122
| 5645.11 | 0.00315
| 5648.57 | 0.00107
| 5652.03 | 0.00243
| 5655.5 | 0.00118
| 5658.97 | 0.00134
| 5662.45 | 0.00165
| 5665.92 | 0.00311
| 5669.41 | 0.00317
| 5672.9 | 0.00374
| 5676.39 | 0.00275
| 5679.89 | 0.00189
| 5683.39 | 0.0026
| 5686.9 | 0.00217
| 5690.41 | 0.00288
| 5693.92 | 0.0002558
| 5697.44 | 0.00201
| 5700.97 | 0.00254
| 5704.49 | 0.00226
| 5708.03 | 0.00056744
| 5711.56 | 0.00179
| 5715.1 | 0.00257
| 5718.65 | 0.00253
| 5722.2 | 0.00274
| 5725.75 | 0.00154
| 5729.31 | 0.00247
| 5732.87 | 0.00314
| 5736.44 | 0.00363
| 5740.01 | 0.0018
| 5743.59 | 0.00336
| 5747.17 | 0.00209
| 5750.76 | 0.0026
| 5754.35 | 0.00193
| 5757.94 | 0.00278
| 5761.54 | 0.00221
| 5765.14 | 0.00114
| 5768.75 | 0.00245
| 5772.36 | 0.00186
| 5775.98 | 0.00312
| 5779.6 | 0.00098221
| 5783.23 | 0.00411
| 5786.86 | 0.00242
| 5790.49 | 0.00294
| 5794.13 | 0.00311
| 5797.77 | 0.00308
| 5801.42 | 0.00216
| 5805.08 | 0.00251
| 5808.74 | 0.00249
| 5812.4 | 0.00258
| 5816.06 | 0.00357
| 5819.74 | 0.00227
| 5823.41 | 0.0014
| 5827.09 | 0.00321
| 5830.78 | 0.0016
| 5834.47 | 0.00267
| 5838.16 | 0.00131
| 5841.87 | 0.00236
| 5845.57 | 0.00206
| 5849.28 | 0.0023
| 5852.99 | 0.00363
| 5856.71 | 0.00126
| 5860.43 | 0.00265
| 5864.16 | 0.00256
| 5867.89 | 0.00284
| 5871.63 | 0.00402
| 5875.38 | 0.00157
| 5879.12 | 0.00225
| 5882.87 | 0.00279
| 5886.63 | 0.00261
| 5890.39 | 0.00231
| 5894.16 | 0.00425
| 5897.93 | 0.00377
| 5901.7 | 0.00359
| 5905.49 | 0.00369
| 5909.27 | 0.00414
| 5913.06 | 0.00182
| 5916.86 | 0.00225
| 5920.66 | 0.00236
| 5924.46 | 0.00272
| 5928.27 | 0.00257
| 5932.08 | 0.00311
| 5935.91 | 0.00071709
| 5939.73 | 0.00275
| 5943.56 | 0.00399
| 5947.39 | 0.00388
| 5951.23 | 0.00296
| 5955.08 | 0.00317
| 5958.93 | 0.00334
| 5962.78 | 0.00366
| 5966.64 | 0.005
| 5970.51 | 0.00132
| 5974.38 | 0.00448
| 5978.25 | 0.00137
| 5982.13 | 0.0025
| 5986.01 | 0.00337
| 5989.9 | 0.00159
| 5993.8 | 0.0031
| 5997.7 | 0.00397
| 6001.6 | 0.00302
| 6005.51 | 0.00231
| 6009.43 | 0.00244
| 6013.35 | 0.00318
| 6017.27 | 0.00223
| 6021.2 | 0.00295
| 6025.14 | 0.00379
| 6029.08 | 0.00381
| 6033.03 | 0.00331
| 6036.97 | 0.00353
| 6040.93 | 0.00271
| 6044.89 | 0.00338
| 6048.86 | 0.00053275
| 6052.83 | 0.00046638
| 6056.81 | 0.00392
| 6060.79 | 0.0039
| 6064.78 | 0.00276
| 6068.77 | 0.00329
| 6072.77 | 0.00372
| 6076.77 | 0.00361
| 6080.78 | 0.00354
| 6084.79 | 0.00306
| 6088.81 | 0.00385
| 6092.84 | 0.00343
| 6096.87 | 0.00219
| 6100.9 | 0.00226
| 6104.94 | 0.00396
| 6108.99 | 0.0036
| 6113.04 | 0.00418
| 6117.09 | 0.00275
| 6121.16 | 0.0024
| 6125.23 | 0.0049
| 6129.3 | 0.00314
| 6133.37 | 0.00447
| 6137.46 | 0.0033
| 6141.55 | 0.00356
| 6145.64 | 0.00392
| 6149.74 | 0.00455
| 6153.85 | 0.00488
| 6157.96 | 0.0051
| 6162.07 | 0.00294
| 6166.19 | 0.00412
| 6170.32 | 0.00373
| 6174.46 | 0.00429
| 6178.59 | 0.00408
| 6182.74 | 0.00347
| 6186.89 | 0.00272
| 6191.04 | 0.00366
| 6195.2 | 0.00474
| 6199.37 | 0.00383
| 6203.54 | 0.00346
| 6207.72 | 0.00467
| 6211.9 | 0.00476
| 6216.09 | 0.00349
| 6220.28 | 0.00398
| 6224.48 | 0.00361
| 6228.69 | 0.00376
| 6232.9 | 0.00459
| 6237.12 | 0.0038
| 6241.34 | 0.00345
| 6245.57 | 0.0028
| 6249.8 | 0.00414
| 6254.05 | 0.00434
| 6258.29 | 0.00432
| 6262.54 | 0.00348
| 6266.8 | 0.00526
| 6271.06 | 0.0022
| 6275.33 | 0.00426
| 6279.6 | 0.00279
| 6283.89 | 0.0035
| 6288.17 | 0.00239
| 6292.47 | 0.00322
| 6296.77 | 0.00325
| 6301.07 | 0.00506
| 6305.38 | 0.00413
| 6309.69 | 0.0043
| 6314.02 | 0.00337
| 6318.34 | 0.00337
| 6322.68 | 0.00318
| 6327.02 | 0.00343
| 6331.36 | 0.00275
| 6335.71 | 0.00391
| 6340.07 | 0.00422
| 6344.43 | 0.00159
| 6348.8 | 0.00441
| 6353.18 | 0.00386
| 6357.56 | 0.00386
| 6361.95 | 0.00409
| 6366.34 | 0.00352
| 6370.74 | 0.0022
| 6375.15 | 0.00325
| 6379.56 | 0.00505
| 6383.98 | 0.00313
| 6388.4 | 0.00383
| 6392.83 | 0.00399
| 6397.27 | 0.00257
| 6401.71 | 0.00443
| 6406.16 | 0.00473
| 6410.61 | 0.00336
| 6415.08 | 0.00226
| 6419.54 | 0.0027
| 6424.01 | 0.00518
| 6428.5 | 0.00556
| 6432.98 | 0.00318
| 6437.47 | 0.00376
| 6441.97 | 0.00352
| 6446.48 | 0.00292
| 6450.99 | 0.00305
| 6455.51 | 0.00496
| 6460.03 | 0.00371
| 6464.56 | 0.00419
| 6469.1 | 0.00388
| 6473.64 | 0.00419
| 6478.19 | 0.00314
| 6482.74 | 0.00445
| 6487.31 | 0.00423
| 6491.88 | 0.0024
| 6496.45 | 0.00262
| 6501.03 | 0.00419
| 6505.62 | 0.00496
| 6510.21 | 0.0036
| 6514.82 | 0.00598
| 6519.42 | 0.00281
| 6524.03 | 0.0038
| 6528.66 | 0.00362
| 6533.28 | 0.00582
| 6537.92 | 0.00534
| 6542.55 | 0.00298
| 6547.2 | 0.00414
| 6551.86 | 0.00501
| 6556.52 | 0.00468
| 6561.18 | 0.00395
| 6565.85 | 0.00452
| 6570.54 | 0.00415
| 6575.22 | 0.00222
| 6579.92 | 0.00498
| 6584.61 | 0.00478
| 6589.32 | 0.00359
| 6594.04 | 0.00207
| 6598.76 | 0.00486
| 6603.48 | 0.00417
| 6608.21 | 0.00486
| 6612.96 | 0.00406
| 6617.7 | 0.00499
| 6622.46 | 0.00482
| 6627.22 | 0.00527
| 6631.99 | 0.00408
| 6636.76 | 0.004
| 6641.54 | 0.00339
| 6646.33 | 0.00357
| 6651.13 | 0.00413
| 6655.93 | 0.0046
| 6660.74 | 0.00564
| 6665.56 | 0.00469
| 6670.38 | 0.00479
| 6675.21 | 0.00521
| 6680.04 | 0.00483
| 6684.89 | 0.00349
| 6689.74 | 0.00498
| 6694.6 | 0.00601
| 6699.46 | 0.0062
| 6704.34 | 0.00547
| 6709.22 | 0.00378
| 6714.1 | 0.00566
| 6718.99 | 0.0043
| 6723.9 | 0.00394
| 6728.8 | 0.00522
| 6733.72 | 0.00567
| 6738.64 | 0.00538
| 6743.57 | 0.00601
| 6748.51 | 0.00609
| 6753.45 | 0.00471
| 6758.4 | 0.00461
| 6763.36 | 0.00526
| 6768.33 | 0.00484
| 6773.3 | 0.00433
| 6778.28 | 0.00596
| 6783.27 | 0.00558
| 6788.26 | 0.00549
| 6793.27 | 0.00348
| 6798.28 | 0.006
| 6803.29 | 0.00705
| 6808.32 | 0.0067
| 6813.35 | 0.00517
| 6818.39 | 0.00488
| 6823.44 | 0.00498
| 6828.49 | 0.0063
| 6833.55 | 0.00549
| 6838.62 | 0.00503
| 6843.7 | 0.00665
| 6848.78 | 0.00511
| 6853.87 | 0.00416
| 6858.97 | 0.00447
| 6864.08 | 0.00422
| 6869.2 | 0.00534
| 6874.32 | 0.00666
| 6879.45 | 0.00678
| 6884.59 | 0.00572
| 6889.73 | 0.00575
| 6894.89 | 0.00594
| 6900.04 | 0.00636
| 6905.21 | 0.00481
| 6910.39 | 0.00613
| 6915.58 | 0.00732
| 6920.76 | 0.00731
| 6925.97 | 0.00649
| 6931.17 | 0.00687
| 6936.39 | 0.00451
| 6941.61 | 0.00579
| 6946.84 | 0.0067
| 6952.08 | 0.00599
| 6957.33 | 0.00491
| 6962.59 | 0.00488
| 6967.84 | 0.0065
| 6973.12 | 0.00571
| 6978.4 | 0.0049
| 6983.68 | 0.00559
| 6988.98 | 0.00586
| 6994.28 | 0.00413
| 6999.59 | 0.00652
| 7004.91 | 0.00628
| 7010.24 | 0.00505
| 7015.57 | 0.00545
| 7020.91 | 0.00545
| 7026.27 | 0.00643
| 7031.63 | 0.00731
| 7037 | 0.00542
| 7042.37 | 0.00717
| 7047.75 | 0.00504
| 7053.15 | 0.0059
| 7058.55 | 0.00545
| 7063.96 | 0.00653
| 7069.37 | 0.00545
| 7074.8 | 0.00597
| 7080.23 | 0.00688
| 7085.68 | 0.00632
| 7091.12 | 0.00669
| 7096.58 | 0.00621
| 7102.05 | 0.00631
| 7107.53 | 0.00627
| 7113.01 | 0.00523
| 7118.5 | 0.00584
| 7124 | 0.00589
| 7129.51 | 0.00668
| 7135.03 | 0.00652
| 7140.56 | 0.00727
| 7146.09 | 0.00577
| 7151.64 | 0.00742
| 7157.19 | 0.00706
| 7162.75 | 0.0062
| 7168.32 | 0.00619
| 7173.9 | 0.00803
| 7179.49 | 0.00709
| 7185.08 | 0.00688
| 7190.69 | 0.00751
| 7196.3 | 0.00758
| 7201.92 | 0.00776
| 7207.56 | 0.00526
| 7213.2 | 0.00784
| 7218.84 | 0.00814
| 7224.5 | 0.00629
| 7230.17 | 0.00781
| 7235.84 | 0.00745
| 7241.52 | 0.00849
| 7247.22 | 0.0077
| 7252.92 | 0.00636
| 7258.63 | 0.00661
| 7264.35 | 0.0064
| 7270.08 | 0.00612
| 7275.82 | 0.00715
| 7281.57 | 0.00835
| 7287.32 | 0.00741
| 7293.09 | 0.00727
| 7298.86 | 0.00811
| 7304.64 | 0.00775
| 7310.44 | 0.00794
| 7316.24 | 0.00842
| 7322.05 | 0.0073
| 7327.87 | 0.00769
| 7333.7 | 0.00775
| 7339.54 | 0.00665
| 7345.39 | 0.00755
| 7351.24 | 0.00908
| 7357.11 | 0.00821
| 7362.99 | 0.00865
| 7368.88 | 0.00811
| 7374.77 | 0.00884
| 7380.67 | 0.00711
| 7386.59 | 0.00919
| 7392.51 | 0.0081
| 7398.45 | 0.00878
| 7404.39 | 0.00855
| 7410.34 | 0.00853
| 7416.3 | 0.00817
| 7422.27 | 0.00739
| 7428.25 | 0.00786
| 7434.24 | 0.00915
| 7440.24 | 0.00913
| 7446.25 | 0.00832
| 7452.28 | 0.00807
| 7458.3 | 0.00821
| 7464.34 | 0.00977
| 7470.39 | 0.00791
| 7476.45 | 0.00978
| 7482.52 | 0.00838
| 7488.59 | 0.00774
| 7494.68 | 0.01033
| 7500.78 | 0.00865
| 7506.89 | 0.00893
| 7513.01 | 0.00866
| 7519.14 | 0.00807
| 7525.28 | 0.00812
| 7531.42 | 0.00904
| 7537.58 | 0.00876
| 7543.75 | 0.00852
| 7549.93 | 0.00853
| 7556.12 | 0.00853
| 7562.32 | 0.00876
| 7568.52 | 0.00886
| 7574.74 | 0.01013
| 7580.97 | 0.01
| 7587.21 | 0.00859
| 7593.46 | 0.00826
| 7599.72 | 0.00958
| 7605.99 | 0.00906
| 7612.27 | 0.00955
| 7618.57 | 0.00984
| 7624.86 | 0.01006
| 7631.18 | 0.01056
| 7637.5 | 0.00883
| 7643.83 | 0.00937
| 7650.17 | 0.00922
| 7656.53 | 0.00914
| 7662.89 | 0.00865
| 7669.27 | 0.01075
| 7675.66 | 0.00783
| 7682.05 | 0.0108
| 7688.46 | 0.01004
| 7694.88 | 0.00961
| 7701.31 | 0.01037
| 7707.75 | 0.00845
| 7714.19 | 0.00995
| 7720.65 | 0.00949
| 7727.13 | 0.01027
| 7733.61 | 0.00963
| 7740.1 | 0.00957
| 7746.61 | 0.00909
| 7753.12 | 0.00841
| 7759.65 | 0.00918
| 7766.18 | 0.00958
| 7772.73 | 0.00958
| 7779.29 | 0.0109
| 7785.86 | 0.01038
| 7792.45 | 0.00847
| 7799.03 | 0.01064
| 7805.64 | 0.01058
| 7812.26 | 0.00911
| 7818.88 | 0.01038
| 7825.52 | 0.01155
| 7832.17 | 0.00961
| 7838.83 | 0.01012
| 7845.5 | 0.01113
| 7852.18 | 0.01057
| 7858.87 | 0.00979
| 7865.58 | 0.01002
| 7872.3 | 0.00969
| 7879.03 | 0.01143
| 7885.77 | 0.00916
| 7892.52 | 0.0109
| 7899.28 | 0.01023
| 7906.06 | 0.00907
| 7912.84 | 0.00934
| 7919.64 | 0.00955
| 7926.45 | 0.01019
| 7933.27 | 0.00853
| 7940.11 | 0.00843
| 7946.95 | 0.0099
| 7953.8 | 0.009
| 7960.67 | 0.00926
| 7967.56 | 0.00928
| 7974.45 | 0.01028
| 7981.35 | 0.00991
| 7988.27 | 0.00965
| 7995.2 | 0.00892
| 8002.14 | 0.01003
| 8009.09 | 0.01024
| 8016.05 | 0.00889
| 8023.03 | 0.01039
| 8030.02 | 0.01011
| 8037.02 | 0.00962
| 8044.04 | 0.0099
| 8051.06 | 0.01081
| 8058.1 | 0.01015
| 8065.15 | 0.00935
| 8072.21 | 0.01006
| 8079.28 | 0.01053
| 8086.37 | 0.01131
| 8093.47 | 0.01123
| 8100.58 | 0.01063
| 8107.7 | 0.00946
| 8114.84 | 0.00988
| 8121.99 | 0.00934
| 8129.16 | 0.00935
| 8136.33 | 0.00976
| 8143.51 | 0.00971
| 8150.72 | 0.01021
| 8157.93 | 0.01226
| 8165.16 | 0.01089
| 8172.4 | 0.01132
| 8179.64 | 0.01021
| 8186.91 | 0.01171
| 8194.19 | 0.00991
| 8201.48 | 0.01055
| 8208.78 | 0.01024
| 8216.1 | 0.01073
| 8223.43 | 0.01108
| 8230.77 | 0.00997
| 8238.12 | 0.01205
| 8245.49 | 0.01073
| 8252.87 | 0.01245
| 8260.27 | 0.01222
| 8267.68 | 0.01098
| 8275.1 | 0.01009
| 8282.53 | 0.01243
| 8289.98 | 0.01072
| 8297.45 | 0.01096
| 8304.92 | 0.01229
| 8312.41 | 0.01127
| 8319.91 | 0.01207
| 8327.43 | 0.01219
| 8334.96 | 0.01282
| 8342.5 | 0.01176
| 8350.05 | 0.01248
| 8357.63 | 0.01134
| 8365.21 | 0.01064
| 8372.81 | 0.0106
| 8380.42 | 0.0117
| 8388.04 | 0.01271
| 8395.69 | 0.01444
| 8403.34 | 0.01273
| 8411 | 0.01269
| 8418.68 | 0.01267
| 8426.38 | 0.01225
| 8434.09 | 0.01259
| 8441.82 | 0.01134
| 8449.55 | 0.01255
| 8457.3 | 0.01269
| 8465.07 | 0.01221
| 8472.85 | 0.01247
| 8480.64 | 0.01133
| 8488.45 | 0.01123
| 8496.28 | 0.01145
| 8504.12 | 0.01403
| 8511.97 | 0.01185
| 8519.83 | 0.01331
| 8527.72 | 0.01387
| 8535.61 | 0.01152
| 8543.53 | 0.0131
| 8551.45 | 0.01179
| 8559.39 | 0.01251
| 8567.34 | 0.01188
| 8575.31 | 0.0117
| 8583.3 | 0.01305
| 8591.29 | 0.0131
| 8599.31 | 0.0129
| 8607.34 | 0.0138
| 8615.39 | 0.01301
| 8623.44 | 0.01283
| 8631.52 | 0.01314
| 8639.61 | 0.01228
| 8647.71 | 0.01312
| 8655.84 | 0.01254
| 8663.96 | 0.01261
| 8672.12 | 0.01535
| 8680.28 | 0.01406
| 8688.47 | 0.01308
| 8696.67 | 0.01265
| 8704.87 | 0.01251
| 8713.1 | 0.01297
| 8721.35 | 0.01373
| 8729.61 | 0.01199
| 8737.88 | 0.01289
| 8746.17 | 0.01281
| 8754.47 | 0.01456
| 8762.8 | 0.01306
| 8771.13 | 0.01236
| 8779.48 | 0.01286
| 8787.86 | 0.01455
| 8796.24 | 0.01401
| 8804.65 | 0.01299
| 8813.06 | 0.01481
| 8821.49 | 0.01445
| 8829.94 | 0.01195
| 8838.41 | 0.01348
| 8846.9 | 0.01265
| 8855.39 | 0.01399
| 8863.9 | 0.01312
| 8872.44 | 0.01404
| 8880.99 | 0.01352
| 8889.54 | 0.01345
| 8898.13 | 0.01473
| 8906.73 | 0.01177
| 8915.34 | 0.01558
| 8923.97 | 0.01386
| 8932.62 | 0.01382
| 8941.28 | 0.0131
| 8949.96 | 0.01193
| 8958.66 | 0.01282
| 8967.37 | 0.01387
| 8976.1 | 0.01311
| 8984.86 | 0.01477
| 8993.62 | 0.01247
| 9002.41 | 0.01371
| 9011.2 | 0.01351
| 9020.02 | 0.01387
| 9028.86 | 0.01351
| 9037.71 | 0.0129
| 9046.57 | 0.01389
| 9055.46 | 0.01341
| 9064.37 | 0.01289
| 9073.29 | 0.0138
| 9082.23 | 0.01415
| 9091.18 | 0.01238
| 9100.16 | 0.01214
| 9109.15 | 0.01377
| 9118.16 | 0.01269
| 9127.19 | 0.0128
| 9136.23 | 0.01411
| 9145.3 | 0.0139
| 9154.38 | 0.01321
| 9163.48 | 0.01401
| 9172.6 | 0.01374
| 9181.73 | 0.01437
| 9190.89 | 0.01521
| 9200.06 | 0.01421
| 9209.25 | 0.01418
| 9218.46 | 0.01441
| 9227.69 | 0.01426
| 9236.94 | 0.01384
| 9246.2 | 0.01434
| 9255.48 | 0.01329
| 9264.78 | 0.01401
| 9274.11 | 0.01523
| 9283.45 | 0.0125
| 9292.81 | 0.01495
| 9302.18 | 0.01429
| 9311.58 | 0.01416
| 9320.99 | 0.01478
| 9330.43 | 0.01479
| 9339.88 | 0.01605
| 9349.35 | 0.01541
| 9358.84 | 0.01311
| 9368.36 | 0.01347
| 9377.88 | 0.01421
| 9387.43 | 0.01476
| 9397 | 0.01484
| 9406.59 | 0.01592
| 9416.2 | 0.01463
| 9425.83 | 0.01504
| 9435.48 | 0.0159
| 9445.14 | 0.01589
| 9454.83 | 0.01617
| 9464.54 | 0.01556
| 9474.26 | 0.01631
| 9484.01 | 0.01568
| 9493.78 | 0.01595
| 9503.57 | 0.01399
| 9513.38 | 0.0153
| 9523.2 | 0.01508
| 9533.05 | 0.01537
| 9542.92 | 0.01394
| 9552.81 | 0.01583
| 9562.72 | 0.01629
| 9572.65 | 0.01692
| 9582.6 | 0.01448
| 9592.57 | 0.01464
| 9602.56 | 0.01519
| 9612.57 | 0.0152
| 9622.61 | 0.01659
| 9632.67 | 0.01608
| 9642.75 | 0.01488
| 9652.84 | 0.01441
| 9662.96 | 0.01518
| 9673.1 | 0.01662
| 9683.26 | 0.01574
| 9693.44 | 0.0148
| 9703.64 | 0.01627
| 9713.87 | 0.01461
| 9724.12 | 0.0154
| 9734.39 | 0.0153
| 9744.67 | 0.01471
| 9754.98 | 0.01544
| 9765.32 | 0.01609
| 9775.68 | 0.01573
| 9786.06 | 0.016
| 9796.45 | 0.01659
| 9806.87 | 0.01631
| 9817.32 | 0.01635
| 9827.79 | 0.0152
| 9838.27 | 0.01498
| 9848.78 | 0.0163
| 9859.32 | 0.01799
| 9869.88 | 0.01678
| 9880.46 | 0.01691
| 9891.05 | 0.01575
| 9901.68 | 0.01771
| 9912.33 | 0.0172
| 9923 | 0.01604
| 9933.68 | 0.01752
| 9944.4 | 0.01745
| 9955.14 | 0.01822
| 9965.91 | 0.01689
| 9976.69 | 0.01757
| 9987.5 | 0.01671
| 9998.33 | 0.01742
| 10009.19 | 0.0178
| 10020.07 | 0.01763
| 10030.97 | 0.02012
| 10041.9 | 0.01956
| 10052.85 | 0.01812
| 10063.82 | 0.01803
| 10074.82 | 0.0187
| 10085.84 | 0.0179
| 10096.89 | 0.01777
| 10107.96 | 0.01984
| 10119.06 | 0.01934
| 10130.18 | 0.01894
| 10141.32 | 0.01899
| 10152.49 | 0.01864
| 10163.68 | 0.01971
| 10174.9 | 0.01909
| 10186.15 | 0.01809
| 10197.41 | 0.01983
| 10208.71 | 0.01755
| 10220.02 | 0.01913
| 10231.37 | 0.01907
| 10242.73 | 0.01909
| 10254.13 | 0.01726
| 10265.55 | 0.01809
| 10276.99 | 0.01977
| 10288.46 | 0.01987
| 10299.96 | 0.01814
| 10311.48 | 0.01769
| 10323.03 | 0.01977
| 10334.6 | 0.01774
| 10346.2 | 0.01913
| 10357.82 | 0.01953
| 10369.47 | 0.01864
| 10381.15 | 0.01914
| 10392.85 | 0.01844
| 10404.58 | 0.01876
| 10416.34 | 0.01837
| 10428.12 | 0.0174
| 10439.93 | 0.01993
| 10451.77 | 0.01791
| 10463.63 | 0.01862
| 10475.52 | 0.01813
| 10487.44 | 0.01824
| 10499.39 | 0.01782
| 10511.36 | 0.01844
| 10523.36 | 0.01978
| 10535.38 | 0.01732
| 10547.44 | 0.01827
| 10559.52 | 0.01945
| 10571.63 | 0.01848
| 10583.77 | 0.01872
| 10595.93 | 0.01998
| 10608.13 | 0.02011
| 10620.35 | 0.01993
| 10632.6 | 0.01862
| 10644.88 | 0.02028
| 10657.18 | 0.01787
| 10669.52 | 0.01805
| 10681.88 | 0.02129
| 10694.27 | 0.01844
| 10706.69 | 0.01678
| 10719.14 | 0.01827
| 10731.62 | 0.01778
| 10744.13 | 0.0162
| 10756.66 | 0.01685
| 10769.23 | 0.01934
| 10781.83 | 0.01859
| 10794.45 | 0.01775
| 10807.11 | 0.01689
| 10819.79 | 0.01931
| 10832.51 | 0.01832
| 10845.25 | 0.01714
| 10858.02 | 0.01593
| 10870.83 | 0.01835
| 10883.66 | 0.01714
| 10896.53 | 0.01843
| 10909.42 | 0.01794
| 10922.35 | 0.01808
| 10935.3 | 0.01805
| 10948.29 | 0.01779
| 10961.31 | 0.01747
| 10974.36 | 0.01775
| 10987.44 | 0.01882
| 11000.55 | 0.01857
| 11013.69 | 0.01899
| 11026.87 | 0.01935
| 11040.07 | 0.01817
| 11053.31 | 0.01922
| 11066.58 | 0.01662
| 11079.88 | 0.01775
| 11093.22 | 0.01848
| 11106.58 | 0.018
| 11119.98 | 0.01866
| 11133.41 | 0.01852
| 11146.87 | 0.01889
| 11160.37 | 0.01732
| 11173.89 | 0.01759
| 11187.45 | 0.01638
| 11201.05 | 0.01774
| 11214.67 | 0.0179
| 11228.33 | 0.01767
| 11242.03 | 0.0185
| 11255.75 | 0.01746
| 11269.51 | 0.01717
| 11283.31 | 0.01764
| 11297.13 | 0.0192
| 11311 | 0.01792
| 11324.89 | 0.01808
| 11338.82 | 0.01818
| 11352.79 | 0.01893
| 11366.78 | 0.01691
| 11380.82 | 0.01634
| 11394.88 | 0.01802
| 11408.99 | 0.01678
| 11423.12 | 0.01591
| 11437.3 | 0.01887
| 11451.5 | 0.0175
| 11465.75 | 0.01794
| 11480.03 | 0.01799
| 11494.34 | 0.01887
| 11508.69 | 0.01783
| 11523.08 | 0.0183
| 11537.5 | 0.01761
| 11551.96 | 0.01837
| 11566.45 | 0.01823
| 11580.98 | 0.01818
| 11595.55 | 0.01687
| 11610.15 | 0.01657
| 11624.79 | 0.01756
| 11639.47 | 0.01798
| 11654.19 | 0.01874
| 11668.94 | 0.01839
| 11683.73 | 0.01854
| 11698.56 | 0.01746
| 11713.42 | 0.01889
| 11728.32 | 0.01547
| 11743.26 | 0.01721
| 11758.24 | 0.01826
| 11773.26 | 0.01878
| 11788.31 | 0.01961
| 11803.41 | 0.01836
| 11818.54 | 0.01809
| 11833.71 | 0.01805
| 11848.92 | 0.01807
| 11864.17 | 0.01844
| 11879.46 | 0.01691
| 11894.79 | 0.01898
| 11910.16 | 0.01889
| 11925.56 | 0.01766
| 11941.01 | 0.01804
| 11956.5 | 0.01647
| 11972.03 | 0.01799
| 11987.6 | 0.01727
| 12003.21 | 0.01765
| 12018.85 | 0.01904
| 12034.55 | 0.01679
| 12050.28 | 0.01682
| 12066.05 | 0.01789
| 12081.86 | 0.01825
| 12097.72 | 0.01771
| 12113.62 | 0.01718
| 12129.55 | 0.01756
| 12145.54 | 0.01692
| 12161.56 | 0.01741
| 12177.62 | 0.01771
| 12193.73 | 0.01751
| 12209.88 | 0.0169
| 12226.08 | 0.01809
| 12242.31 | 0.01787
| 12258.59 | 0.0177
| 12274.91 | 0.01699
| 12291.28 | 0.01762
| 12307.69 | 0.01731
| 12324.15 | 0.01576
| 12340.65 | 0.01634
| 12357.19 | 0.01738
| 12373.77 | 0.01724
| 12390.41 | 0.01703
| 12407.08 | 0.01664
| 12423.8 | 0.01722
| 12440.57 | 0.0177
| 12457.38 | 0.01704
| 12474.24 | 0.01601
| 12491.14 | 0.01689
| 12508.09 | 0.01749
| 12525.08 | 0.01794
| 12542.12 | 0.01763
| 12559.21 | 0.01826
| 12576.35 | 0.01879
| 12593.53 | 0.01776
| 12610.76 | 0.01704
| 12628.03 | 0.02
| 12645.35 | 0.0199
| 12662.72 | 0.0176
| 12680.14 | 0.01917
| 12697.61 | 0.0175
| 12715.12 | 0.01936
| 12732.68 | 0.01725
| 12750.29 | 0.01979
| 12767.95 | 0.01935
| 12785.66 | 0.02115
| 12803.42 | 0.02069
| 12821.23 | 0.02025
| 12839.08 | 0.02013
| 12856.99 | 0.02159
| 12874.95 | 0.01895
| 12892.95 | 0.01945
| 12911.01 | 0.02104
| 12929.12 | 0.01988
| 12947.28 | 0.01996
| 12965.49 | 0.0194
| 12983.75 | 0.022
| 13002.06 | 0.01909
| 13020.43 | 0.02034
| 13038.84 | 0.01999
| 13057.31 | 0.02069
| 13075.83 | 0.02084
| 13094.41 | 0.0203
| 13113.03 | 0.02191
| 13131.71 | 0.01903
| 13150.44 | 0.02001
| 13169.23 | 0.02047
| 13188.07 | 0.02015
| 13206.97 | 0.02031
| 13225.91 | 0.02159
| 13244.92 | 0.01993
| 13263.97 | 0.02033
| 13283.09 | 0.02003
| 13302.25 | 0.01937
| 13321.48 | 0.01896
| 13340.75 | 0.01943
| 13360.09 | 0.01926
| 13379.48 | 0.01934
| 13398.93 | 0.02212
| 13418.43 | 0.01932
| 13437.99 | 0.01951
| 13457.61 | 0.02014
| 13477.28 | 0.02077
| 13497.02 | 0.01927
| 13516.81 | 0.02127
| 13536.65 | 0.0197
| 13556.56 | 0.02022
| 13576.53 | 0.02044
| 13596.55 | 0.01923
| 13616.63 | 0.01914
| 13636.78 | 0.0192
| 13656.98 | 0.02025
| 13677.24 | 0.02025
| 13697.56 | 0.02016
| 13717.95 | 0.02064
| 13738.39 | 0.01912
| 13758.9 | 0.0208
| 13779.46 | 0.01862
| 13800.09 | 0.0186
| 13820.78 | 0.01954
| 13841.53 | 0.01842
| 13862.35 | 0.01896
| 13883.23 | 0.01957
| 13904.17 | 0.02003
| 13925.17 | 0.01786
| 13946.24 | 0.01845
| 13967.37 | 0.01887
| 13988.56 | 0.01833
| 14009.82 | 0.01893
| 14031.14 | 0.01924
| 14052.53 | 0.02022
| 14073.99 | 0.01945
| 14095.51 | 0.01827
| 14117.09 | 0.01887
| 14138.74 | 0.01685
| 14160.46 | 0.01868
| 14182.25 | 0.01866
| 14204.1 | 0.01899
| 14226.02 | 0.01936
| 14248.01 | 0.01795
| 14270.06 | 0.01704
| 14292.19 | 0.01728
| 14314.38 | 0.01819
| 14336.64 | 0.01717
| 14358.97 | 0.01742
| 14381.38 | 0.01775
| 14403.85 | 0.01734
| 14426.39 | 0.0184
| 14449 | 0.01836
| 14471.68 | 0.01818
| 14494.44 | 0.0168
| 14517.26 | 0.0152
| 14540.16 | 0.01701
| 14563.13 | 0.01749
| 14586.17 | 0.0154
| 14609.29 | 0.01757
| 14632.48 | 0.01297
| 14655.74 | 0.01395
| 14679.08 | 0.01374
| 14702.49 | 0.01506
| 14725.98 | 0.01571
| 14749.54 | 0.01585
| 14773.18 | 0.01619
| 14796.89 | 0.01421
| 14820.68 | 0.01398
| 14844.54 | 0.0149
| 14868.49 | 0.01409
| 14892.51 | 0.01557
| 14916.6 | 0.01465
| 14940.78 | 0.0145
| 14965.03 | 0.01156
| 14989.37 | 0.01302
| 15013.78 | 0.01386
| 15038.27 | 0.01074
| 15062.85 | 0.01361
| 15087.5 | 0.01315
| 15112.23 | 0.0134
| 15137.05 | 0.01324
| 15161.94 | 0.01281
| 15186.92 | 0.0127
| 15211.98 | 0.01099
| 15237.13 | 0.01201
| 15262.35 | 0.01193
| 15287.66 | 0.0127
| 15313.06 | 0.01171
| 15338.54 | 0.01034
| 15364.1 | 0.01159

## Integration (hidden)
LED Item # | M3400D1 |  | M4300D1 |  | M5200D1
Do Not Edit This Tab | Area Under Normalized Curve |  | Area Under Normalized Curve |  | Area Under Normalized Curve
| Total | 812.5208 | Total | 1076.8062 | Total | 1528.484
Integration
| 0.0010481 |  | 0.26443 |  | 0.124
| 0.0008328 |  | 0.56748 |  | 0.132
| 0.00066035 |  | 1.3496 |  | 0.14
| 0.0006251 |  | 2.7282 |  | 0.148
| 0.0006552 |  | 4.6891 |  | 0.152
| 0.0009682 |  | 6.9881 |  | 0.156
| 0.0011592 |  | 8.8814 |  | 0.164
| 0.0011092 |  | 10.827 |  | 0.172
| 0.0015504 |  | 12.1791 |  | 0.18
| 0.0013912 |  | 12.8459 |  | 0.188
| 0.00066212 |  | 15.4436 |  | 0.196
| 0.00066712 |  | 14.7596 |  | 0.204
| 0.0014328 |  | 18.8652 |  | 0.212
| 0.0014969 |  | 17.0669 |  | 0.216
| 0.0010104 |  | 21.4237 |  | 0.22
| 0.0013728 |  | 21.0137 |  | 0.228
| 0.001544 |  | 22.9872 |  | 0.236
| 0.0015288 |  | 25.0026 |  | 0.244
| 0.0015264 |  | 26.9759 |  | 0.252
| 0.0012267 |  | 28.9492 |  | 0.26
| 0.0010584 |  | 30.9646 |  | 0.268
| 0.0008328 |  | 37.0534 |  | 0.276
| 0.0011064 |  | 43.591 |  | 0.28
| 0.0011491 |  | 50.5364 |  | 0.284
| 0.0008544 |  | 67.491 |  | 0.292
| 0.0008856 |  | 41.4294 |  | 0.3
| 0.0011736 |  | 48.3428 |  | 0.308
| 0.0012072 |  | 30.4468 |  | 0.316
| 0.0009336 |  | 52.2241 |  | 0.324
| 0.000696 |  | 36.5219 |  | 0.332
| 0.0008784 |  | 33.4074 |  | 0.34
| 0.001044 |  | 42.7606 |  | 0.348
| 0.0011448 |  | 31.5342 |  | 0.352
| 0.0011208 |  | 29.7693 |  | 0.356
| 0.00067214 |  | 23.9745 |  | 0.364
| 0.00086894 |  | 22.4545 |  | 0.372
| 0.0010608 |  | 20.9488 |  | 0.38
| 0.0010584 |  | 16.1662 |  | 0.388
| 0.0008976 |  | 17.8544 |  | 0.396
| 0.0008256 |  | 16.3475 |  | 0.404
| 0.001029 |  | 12.3327 |  | 0.412
| 0.0007896 |  | 13.2587 |  | 0.42
| 0.0010968 |  | 11.7421 |  | 0.428
| 0.0014328 |  | 11.9374 |  | 0.432
| 0.0014357 |  | 10.1725 |  | 0.436
| 0.001608 |  | 10.8085 |  | 0.444
| 0.00162 |  | 8.5866 |  | 0.452
| 0.0012127 |  | 7.8952 |  | 0.46
| 0.0013056 |  | 6.8857 |  | 0.468
| 0.001404 |  | 5.2574 |  | 0.476
| 0.0010853 |  | 2.9311 |  | 0.484
| 0.0013176 |  | 0.95521 |  | 0.492
| 0.0012569 |  | 0.16476 |  | 0.5
| 0.0012216 |  | 6.2514 |  | 0.508
| 0.0017615 |  |  |  | 0.512
| 0.0015192 |  |  |  | 0.52
| 0.0012495 |  |  |  | 0.536
| 0.001404 |  |  |  | 0.548
| 0.0015778 |  |  |  | 0.56
| 0.0016248 |  |  |  | 0.576
| 0.001345 |  |  |  | 0.588
| 0.0010388 |  |  |  | 0.6
| 0.00132 |  |  |  | 0.616
| 0.0012348 |  |  |  | 0.628
| 0.0010021 |  |  |  | 0.64
| 0.0010656 |  |  |  | 0.656
| 0.0012372 |  |  |  | 0.668
| 0.0017787 |  |  |  | 0.68
| 0.0016758 |  |  |  | 0.696
| 0.0011025 |  |  |  | 0.708
| 0.00147 |  |  |  | 0.72
| 0.0018024 |  |  |  | 0.736
| 0.0014602 |  |  |  | 0.748
| 0.0012421 |  |  |  | 0.76
| 0.0013034 |  |  |  | 0.776
| 0.0012005 |  |  |  | 0.792
| 0.0014479 |  |  |  | 0.808
| 0.0017934 |  |  |  | 0.824
| 0.0017689 |  |  |  | 0.844
| 0.0014234 |  |  |  | 0.864
| 0.001519 |  |  |  | 0.88
| 0.0018326 |  |  |  | 0.896
| 0.0017199 |  |  |  | 0.916
| 0.00152 |  |  |  | 0.936
| 0.0012299 |  |  |  | 0.952
| 0.0013769 |  |  |  | 0.972
| 0.0014284 |  |  |  | 0.992
| 0.0015901 |  |  |  | 1.008
| 0.0017275 |  |  |  | 1.024
| 0.0017714 |  |  |  | 1.044
| 0.0018032 |  |  |  | 1.064
| 0.00186 |  |  |  | 1.08
| 0.001742 |  |  |  | 1.1
| 0.001198 |  |  |  | 1.128
| 0.0008425 |  |  |  | 1.16
| 0.0009408 |  |  |  | 1.188
| 0.0014275 |  |  |  | 1.216
| 0.0015656 |  |  |  | 1.244
| 0.0016525 |  |  |  | 1.272
| 0.0017812 |  |  |  | 1.304
| 0.0018875 |  |  |  | 1.332
| 0.0015509 |  |  |  | 1.36
| 0.0015375 |  |  |  | 1.388
| 0.0013034 |  |  |  | 1.416
| 0.00147 |  |  |  | 1.448
| 0.0018125 |  |  |  | 1.476
| 0.0015533 |  |  |  | 1.504
| 0.00159 |  |  |  | 1.536
| 0.00178 |  |  |  | 1.564
| 0.0018743 |  |  |  | 1.588
| 0.0017325 |  |  |  | 1.616
| 0.001815 |  |  |  | 1.644
| 0.0017125 |  |  |  | 1.672
| 0.0013575 |  |  |  | 1.7
| 0.0015225 |  |  |  | 1.728
| 0.0016439 |  |  |  | 1.756
| 0.0019 |  |  |  | 1.784
| 0.0020575 |  |  |  | 1.812
| 0.001725 |  |  |  | 1.836
| 0.00191 |  |  |  | 1.864
| 0.002145 |  |  |  | 1.892
| 0.0021275 |  |  |  | 1.92
| 0.00215 |  |  |  | 1.948
| 0.0017175 |  |  |  | 1.976
| 0.001225 |  |  |  | 2.004
| 0.0017725 |  |  |  | 2.036
| 0.0023205 |  |  |  | 2.076
| 0.00226 |  |  |  | 2.116
| 0.0021175 |  |  |  | 2.156
| 0.00167 |  |  |  | 2.2
| 0.00174 |  |  |  | 2.244
| 0.0019355 |  |  |  | 2.284
| 0.002065 |  |  |  | 2.328
| 0.0021575 |  |  |  | 2.372
| 0.0021981 |  |  |  | 2.412
| 0.001955 |  |  |  | 2.452
| 0.0019125 |  |  |  | 2.496
| 0.0024531 |  |  |  | 2.54
| 0.002435 |  |  |  | 2.58
| 0.0023383 |  |  |  | 2.624
| 0.001935 |  |  |  | 2.668
| 0.0019839 |  |  |  | 2.708
| 0.0021225 |  |  |  | 2.752
| 0.0017927 |  |  |  | 2.8
| 0.001925 |  |  |  | 2.844
| 0.0020119 |  |  |  | 2.888
| 0.00163 |  |  |  | 2.936
| 0.0018564 |  |  |  | 2.98
| 0.0020553 |  |  |  | 3.024
| 0.0016575 |  |  |  | 3.072
| 0.0017314 |  |  |  | 3.116
| 0.0021293 |  |  |  | 3.16
| 0.00221 |  |  |  | 3.208
| 0.0025092 |  |  |  | 3.252
| 0.0024072 |  |  |  | 3.296
| 0.0020732 |  |  |  | 3.344
| 0.0018666 |  |  |  | 3.388
| 0.0015759 |  |  |  | 3.432
| 0.00189 |  |  |  | 3.48
| 0.0020757 |  |  |  | 3.524
| 0.0019329 |  |  |  | 3.568
| 0.0018845 |  |  |  | 3.616
| 0.0021726 |  |  |  | 3.66
| 0.0022542 |  |  |  | 3.704
| 0.001887 |  |  |  | 3.748
| 0.0022619 |  |  |  | 3.792
| 0.0024505 |  |  |  | 3.84
| 0.0023166 |  |  |  | 3.884
| 0.002012 |  |  |  | 3.928
| 0.0018411 |  |  |  | 3.976
| 0.0018666 |  |  |  | 4.02
| 0.0022873 |  |  |  | 4.064
| 0.0025857 |  |  |  | 4.112
| 0.002639 |  |  |  | 4.156
| 0.0025577 |  |  |  | 4.2
| 0.0021649 |  |  |  | 4.252
| 0.0021476 |  |  |  | 4.308
| 0.0024251 |  |  |  | 4.364
| 0.002527 |  |  |  | 4.42
| 0.002496 |  |  |  | 4.476
| 0.0029682 |  |  |  | 4.532
| 0.0028704 |  |  |  | 4.588
| 0.0024735 |  |  |  | 4.644
| 0.0027872 |  |  |  | 4.7
| 0.0025296 |  |  |  | 4.756
| 0.0024336 |  |  |  | 4.812
| 0.0023944 |  |  |  | 4.868
| 0.0026494 |  |  |  | 4.924
| 0.0029432 |  |  |  | 4.98
| 0.0027056 |  |  |  | 5.036
| 0.0022802 |  |  |  | 5.092
| 0.0023001 |  |  |  | 5.148
| 0.002418 |  |  |  | 5.204
| 0.0024336 |  |  |  | 5.26
| 0.0024622 |  |  |  | 5.316
| 0.0023712 |  |  |  | 5.372
| 0.0024505 |  |  |  | 5.428
| 0.0022542 |  |  |  | 5.484
| 0.0023452 |  |  |  | 5.536
| 0.0026832 |  |  |  | 5.584
| 0.0028288 |  |  |  | 5.632
| 0.0026364 |  |  |  | 5.68
| 0.0025662 |  |  |  | 5.728
| 0.002691 |  |  |  | 5.776
| 0.0026156 |  |  |  | 5.824
| 0.0024466 |  |  |  | 5.876
| 0.0022802 |  |  |  | 5.928
| 0.0026494 |  |  |  | 5.976
| 0.0027872 |  |  |  | 6.024
| 0.0021892 |  |  |  | 6.072
| 0.0019578 |  |  |  | 6.12
| 0.0024284 |  |  |  | 6.168
| 0.0030077 |  |  |  | 6.216
| 0.0032968 |  |  |  | 6.264
| 0.0030524 |  |  |  | 6.312
| 0.0026845 |  |  |  | 6.364
| 0.0022568 |  |  |  | 6.416
| 0.0022152 |  |  |  | 6.468
| 0.0027401 |  |  |  | 6.524
| 0.0026806 |  |  |  | 6.576
| 0.002899 |  |  |  | 6.628
| 0.0029918 |  |  |  | 6.684
| 0.0022984 |  |  |  | 6.736
| 0.0022763 |  |  |  | 6.788
| 0.0027326 |  |  |  | 6.84
| 0.0030713 |  |  |  | 6.892
| 0.0029302 |  |  |  | 6.944
| 0.0029362 |  |  |  | 6.992
| 0.0031122 |  |  |  | 7.036
| 0.0033311 |  |  |  | 7.076
| 0.0033787 |  |  |  | 7.12
| 0.0033982 |  |  |  | 7.164
| 0.0030025 |  |  |  | 7.204
| 0.0029786 |  |  |  | 7.244
| 0.0033151 |  |  |  | 7.288
| 0.00312 |  |  |  | 7.332
| 0.0030475 |  |  |  | 7.372
| 0.0029786 |  |  |  | 7.416
| 0.0028488 |  |  |  | 7.46
| 0.0031031 |  |  |  | 7.496
| 0.0035775 |  |  |  | 7.524
| 0.0033072 |  |  |  | 7.552
| 0.0027083 |  |  |  | 7.58
| 0.0025811 |  |  |  | 7.604
| 0.0025148 |  |  |  | 7.628
| 0.002801 |  |  |  | 7.656
| 0.0031005 |  |  |  | 7.684
| 0.0028063 |  |  |  | 7.708
| 0.0026924 |  |  |  | 7.732
| 0.0027613 |  |  |  | 7.76
| 0.0028673 |  |  |  | 7.784
| 0.0030456 |  |  |  | 7.8
| 0.0030237 |  |  |  | 7.82
| 0.0030872 |  |  |  | 7.84
| 0.0033046 |  |  |  | 7.86
| 0.0032994 |  |  |  | 7.88
| 0.003074 |  |  |  | 7.896
| 0.0032648 |  |  |  | 7.908
| 0.0033048 |  |  |  | 7.912
| 0.0029442 |  |  |  | 7.916
| 0.0033257 |  |  |  | 7.924
| 0.0034668 |  |  |  | 7.928
| 0.0036491 |  |  |  | 7.932
| 0.0040635 |  |  |  | 7.94
| 0.0035642 |  |  |  | 7.944
| 0.0033804 |  |  |  | 7.944
| 0.0032319 |  |  |  | 7.94
| 0.0034741 |  |  |  | 7.932
| 0.0038745 |  |  |  | 7.924
| 0.0037948 |  |  |  | 7.916
| 0.0037206 |  |  |  | 7.908
| 0.003645 |  |  |  | 7.9
| 0.0033682 |  |  |  | 7.892
| 0.0034209 |  |  |  | 7.88
| 0.0038232 |  |  |  | 7.864
| 0.0039393 |  |  |  | 7.848
| 0.0037206 |  |  |  | 7.832
| 0.0040176 |  |  |  | 7.816
| 0.0039776 |  |  |  | 7.8
| 0.0037692 |  |  |  | 7.78
| 0.003483 |  |  |  | 7.76
| 0.0031995 |  |  |  | 7.74
| 0.0036828 |  |  |  | 7.716
| 0.003699 |  |  |  | 7.692
| 0.003402 |  |  |  | 7.668
| 0.003591 |  |  |  | 7.64
| 0.0036685 |  |  |  | 7.608
| 0.0037395 |  |  |  | 7.572
| 0.0042282 |  |  |  | 7.536
| 0.0038124 |  |  |  | 7.5
| 0.003564 |  |  |  | 7.464
| 0.0042093 |  |  |  | 7.428
| 0.004136 |  |  |  | 7.388
| 0.003348 |  |  |  | 7.34
| 0.0037827 |  |  |  | 7.288
| 0.004279 |  |  |  | 7.24
| 0.0036909 |  |  |  | 7.188
| 0.0039447 |  |  |  | 7.136
| 0.0042405 |  |  |  | 7.08
| 0.0039987 |  |  |  | 7.012
| 0.0040507 |  |  |  | 6.944
| 0.0039258 |  |  |  | 6.876
| 0.0038528 |  |  |  | 6.804
| 0.0043173 |  |  |  | 6.732
| 0.0048098 |  |  |  | 6.66
| 0.0042795 |  |  |  | 6.592
| 0.004092 |  |  |  | 6.524
| 0.0045457 |  |  |  | 6.456
| 0.0046818 |  |  |  | 6.392
| 0.004213 |  |  |  | 6.324
| 0.0040425 |  |  |  | 6.252
| 0.004455 |  |  |  | 6.184
| 0.0043173 |  |  |  | 6.116
| 0.004301 |  |  |  | 6.048
| 0.0044193 |  |  |  | 5.98
| 0.0039518 |  |  |  | 5.908
| 0.004279 |  |  |  | 5.82
| 0.0043863 |  |  |  | 5.716
| 0.004246 |  |  |  | 5.612
| 0.0044247 |  |  |  | 5.508
| 0.0042653 |  |  |  | 5.404
| 0.0042323 |  |  |  | 5.308
| 0.0043093 |  |  |  | 5.224
| 0.004213 |  |  |  | 5.14
| 0.0043175 |  |  |  | 5.056
| 0.0046393 |  |  |  | 4.972
| 0.0046942 |  |  |  | 4.884
| 0.0045898 |  |  |  | 4.788
| 0.0043484 |  |  |  | 4.688
| 0.0043697 |  |  |  | 4.588
| 0.0045348 |  |  |  | 4.488
| 0.004807 |  |  |  | 4.4
| 0.0049112 |  |  |  | 4.32
| 0.00473 |  |  |  | 4.24
| 0.0045595 |  |  |  | 4.16
| 0.0044436 |  |  |  | 4.08
| 0.004455 |  |  |  | 4
| 0.0044996 |  |  |  | 3.92
| 0.0047658 |  |  |  | 3.84
| 0.0047516 |  |  |  | 3.76
| 0.0044578 |  |  |  | 3.68
| 0.00469 |  |  |  | 3.604
| 0.0046558 |  |  |  | 3.528
| 0.0048188 |  |  |  | 3.448
| 0.0046452 |  |  |  | 3.376
| 0.00462 |  |  |  | 3.316
| 0.0051912 |  |  |  | 3.26
| 0.0048412 |  |  |  | 3.204
| 0.0048272 |  |  |  | 3.148
| 0.0049417 |  |  |  | 3.092
| 0.0047124 |  |  |  | 3.036
| 0.0047936 |  |  |  | 2.98
| 0.0049308 |  |  |  | 2.924
| 0.0049588 |  |  |  | 2.868
| 0.0050652 |  |  |  | 2.808
| 0.0052556 |  |  |  | 2.748
| 0.0050764 |  |  |  | 2.688
| 0.0050568 |  |  |  | 2.628
| 0.0053116 |  |  |  | 2.568
| 0.005222 |  |  |  | 2.508
| 0.0052556 |  |  |  | 2.448
| 0.005236 |  |  |  | 2.388
| 0.00553 |  |  |  | 2.328
| 0.0056112 |  |  |  | 2.276
| 0.0048991 |  |  |  | 2.232
| 0.0047012 |  |  |  | 2.188
| 0.005054 |  |  |  | 2.144
| 0.0049084 |  |  |  | 2.1
| 0.0048079 |  |  |  | 2.056
| 0.0047712 |  |  |  | 2.012
| 0.0049672 |  |  |  | 1.968
| 0.0051186 |  |  |  | 1.924
| 0.0051184 |  |  |  | 1.872
| 0.0053295 |  |  |  | 1.82
| 0.0050008 |  |  |  | 1.784
| 0.0053295 |  |  |  | 1.752
| 0.0054376 |  |  |  | 1.72
| 0.0053808 |  |  |  | 1.684
| 0.0053816 |  |  |  | 1.648
| 0.0056345 |  |  |  | 1.616
| 0.0056857 |  |  |  | 1.584
| 0.0056224 |  |  |  | 1.548
| 0.0056629 |  |  |  | 1.512
| 0.005549 |  |  |  | 1.48
| 0.0055776 |  |  |  | 1.448
| 0.0063697 |  |  |  | 1.416
| 0.0063185 |  |  |  | 1.388
| 0.0059793 |  |  |  | 1.36
| 0.0057171 |  |  |  | 1.332
| 0.0053381 |  |  |  | 1.304
| 0.0057684 |  |  |  | 1.276
| 0.0062529 |  |  |  | 1.248
| 0.00629 |  |  |  | 1.22
| 0.0056686 |  |  |  | 1.192
| 0.0052212 |  |  |  | 1.164
| 0.0051556 |  |  |  | 1.136
| 0.0056658 |  |  |  | 1.108
| 0.0062529 |  |  |  | 1.08
| 0.0059223 |  |  |  | 1.052
| 0.0058539 |  |  |  | 1.032
| 0.0067106 |  |  |  | 1.016
| 0.0065208 |  |  |  | 1
| 0.0062386 |  |  |  | 0.984
| 0.006176 |  |  |  | 0.968
| 0.0060929 |  |  |  | 0.952
| 0.0057399 |  |  |  | 0.936
| 0.005435 |  |  |  | 0.92
| 0.0059508 |  |  |  | 0.904
| 0.0058796 |  |  |  | 0.888
| 0.0059798 |  |  |  | 0.872
| 0.0061959 |  |  |  | 0.856
| 0.0061567 |  |  |  | 0.84
| 0.0059024 |  |  |  | 0.824
| 0.0056521 |  |  |  | 0.808
| 0.0056695 |  |  |  | 0.792
| 0.0061474 |  |  |  | 0.776
| 0.0066149 |  |  |  | 0.764
| 0.0065656 |  |  |  | 0.752
| 0.0059651 |  |  |  | 0.736
| 0.0060349 |  |  |  | 0.72
| 0.0059798 |  |  |  | 0.704
| 0.0062437 |  |  |  | 0.692
| 0.0070934 |  |  |  | 0.68
| 0.0068828 |  |  |  | 0.664
| 0.006873 |  |  |  | 0.648
| 0.0068556 |  |  |  | 0.636
| 0.0064757 |  |  |  | 0.628
| 0.0068266 |  |  |  | 0.62
| 0.0069426 |  |  |  | 0.616
| 0.0060668 |  |  |  | 0.616
| 0.0061219 |  |  |  | 0.616
| 0.0073167 |  |  |  | 0.612
| 0.0075254 |  |  |  | 0.608
| 0.0069252 |  |  |  | 0.608
| 0.0070035 |  |  |  | 0.604
| 0.0068962 |  |  |  | 0.6
| 0.0071253 |  |  |  | 0.6
| 0.007021 |  |  |  | 0.596
| 0.006728 |  |  |  | 0.592
| 0.0070731 |  |  |  | 0.592
| 0.0071567 |  |  |  | 0.592
| 0.0075458 |  |  |  | 0.588
| 0.0079237 |  |  |  | 0.584
| 0.0077923 |  |  |  | 0.584
| 0.007791 |  |  |  | 0.58
| 0.0070441 |  |  |  | 0.576
| 0.0072393 |  |  |  | 0.576
| 0.0071514 |  |  |  | 0.576
| 0.0071685 |  |  |  | 0.572
| 0.0076357 |  |  |  | 0.568
| 0.00767 |  |  |  | 0.568
| 0.0074252 |  |  |  | 0.564
| 0.007549 |  |  |  | 0.56
| 0.0072993 |  |  |  | 0.56
| 0.0076818 |  |  |  | 0.556
| 0.008378 |  |  |  | 0.552
| 0.0083249 |  |  |  | 0.552
| 0.0077939 |  |  |  | 0.552
| 0.0074576 |  |  |  | 0.548
| 0.0072587 |  |  |  | 0.544
| 0.0078558 |  |  |  | 0.544
| 0.0080505 |  |  |  | 0.54
| 0.0081951 |  |  |  | 0.536
| 0.008016 |  |  |  | 0.536
| 0.0079237 |  |  |  | 0.536
| 0.0085609 |  |  |  | 0.532
| 0.0082069 |  |  |  | 0.528
| 0.0076729 |  |  |  | 0.528
| 0.0079916 |  |  |  | 0.528
| 0.0080063 |  |  |  | 0.528
| 0.008061 |  |  |  | 0.528
| 0.0081686 |  |  |  | 0.528
| 0.0080299 |  |  |  | 0.528
| 0.008124 |  |  |  | 0.528
| 0.0077556 |  |  |  | 0.528
| 0.0078795 |  |  |  | 0.528
| 0.008523 |  |  |  | 0.528
| 0.0083367 |  |  |  | 0.528
| 0.008229 |  |  |  | 0.528
| 0.008043 |  |  |  | 0.528
| 0.0075668 |  |  |  | 0.528
| 0.007587 |  |  |  | 0.528
| 0.0081715 |  |  |  | 0.528
| 0.008541 |  |  |  | 0.528
| 0.008205 |  |  |  | 0.528
| 0.0083308 |  |  |  | 0.528
| 0.008661 |  |  |  | 0.528
| 0.008754 |  |  |  | 0.528
| 0.008958 |  |  |  | 0.528
| 0.0088057 |  |  |  | 0.528
| 0.008673 |  |  |  | 0.528
| 0.008745 |  |  |  | 0.528
| 0.008835 |  |  |  | 0.528
| 0.008874 |  |  |  | 0.528
| 0.009147 |  |  |  | 0.528
| 0.008769 |  |  |  | 0.528
| 0.008484 |  |  |  | 0.528
| 0.008532 |  |  |  | 0.532
| 0.008631 |  |  |  | 0.536
| 0.0091622 |  |  |  | 0.536
| 0.00945 |  |  |  | 0.536
| 0.00978 |  |  |  | 0.536
| 0.009657 |  |  |  | 0.536
| 0.009252 |  |  |  | 0.54
| 0.0091043 |  |  |  | 0.544
| 0.009294 |  |  |  | 0.544
| 0.0095831 |  |  |  | 0.544
| 0.009351 |  |  |  | 0.544
| 0.009555 |  |  |  | 0.548
| 0.0096319 |  |  |  | 0.552
| 0.009381 |  |  |  | 0.552
| 0.009757 |  |  |  | 0.552
| 0.009552 |  |  |  | 0.552
| 0.0095617 |  |  |  | 0.552
| 0.009282 |  |  |  | 0.556
| 0.0093147 |  |  |  | 0.56
| 0.0097936 |  |  |  | 0.56
| 0.010107 |  |  |  | 0.56
| 0.010132 |  |  |  | 0.56
| 0.010559 |  |  |  | 0.564
| 0.011038 |  |  |  | 0.568
| 0.01037 |  |  |  | 0.568
| 0.009726 |  |  |  | 0.568
| 0.010434 |  |  |  | 0.568
| 0.010498 |  |  |  | 0.568
| 0.010013 |  |  |  | 0.572
| 0.01059 |  |  |  | 0.576
| 0.011218 |  |  |  | 0.576
| 0.010617 |  |  |  | 0.576
| 0.010175 |  |  |  | 0.576
| 0.010553 |  |  |  | 0.58
| 0.010776 |  |  |  | 0.584
| 0.01087 |  |  |  | 0.584
| 0.011014 |  |  |  | 0.584
| 0.010946 |  |  |  | 0.584
| 0.010962 |  |  |  | 0.584
| 0.010946 |  |  |  | 0.588
0.010611
0.010887
0.01066
0.010879
0.011554
0.011227
0.011275
0.010834
0.011179
0.011665
0.011471
0.011606
0.011547
0.011459
0.011662
0.01156
0.011082
0.011138
0.011699
0.011511
0.011578
0.011879
0.012267
0.012235
0.011857
0.011699
0.011823
0.01195
0.011842
0.012757
0.012676
0.012549
0.012965
0.012459
0.012171
0.013095
0.013287
0.012877
0.012763
0.013126
0.013142
0.013361
0.013208
0.013028
0.01298
0.013173
0.013164
0.012909
0.013013
0.013643
0.013841
0.013611
0.013995
0.01415
0.013791
0.013142
0.013646
0.014544
0.014377
0.014544
0.014367
0.014093
0.01392
0.014435
0.014147
0.015056
0.015016
0.014589
0.014446
0.014464
0.014471
0.01448
0.014701
0.015101
0.015037
0.014864
0.014915
0.014899
0.015129
0.015162
0.015082
0.015254
0.015603
0.016579
0.015994
0.016006
0.015834
0.015613
0.016125
0.016387
0.017004
0.016886
0.016528
0.01649
0.016061
0.016694
0.017111
0.016221
0.016708
0.017063
0.01657
0.016676
0.016686
0.016941
0.017014
0.016588
0.017443
0.017547
0.01696
0.017973
0.017446
0.017336
0.018064
0.017959
0.018299
0.018044
0.018444
0.018336
0.018337
0.018579
0.017878
0.017803
0.018318
0.018697
0.019437
0.018785
0.018595
0.018561
0.01879
0.018609
0.01942
0.019272
0.01884
0.019401
0.019668
0.019222
0.019341
0.020533
0.020144
0.019859
0.020354
0.020807
0.020477
0.020734
0.020483
0.020447
0.020942
0.021145
0.020351
0.020496
0.021571
0.021278
0.021235
0.022234
0.021721
0.021829
0.021024
0.021825
0.022854
0.022146
0.022214
0.022271
0.022445
0.022696
0.022463
0.02271
0.022073
0.022217
0.023192
0.023326
0.023159
0.023069
0.02275
0.023205
0.023433
0.023788
0.023691
0.023316
0.023631
0.024429
0.024656
0.024854
0.024221
0.024813
0.024368
0.024589
0.025221
0.025266
0.025068
0.025197
0.025779
0.025874
0.025534
0.02585
0.02499
0.02446
0.026041
0.027155
0.026843
0.026255
0.026037
0.026789
0.026792
0.026986
0.026537
0.026989
0.027907
0.027533
0.027441
0.027088
0.027931
0.02754
0.02789
0.028318
0.028434
0.028449
0.028587
0.029494
0.029332
0.029032
0.028791
0.029532
0.02967
0.030324
0.029535
0.02899
0.029608
0.030039
0.029956
0.030205
0.030208
0.030743
0.031451
0.030557
0.029956
0.029844
0.029792
0.029097
0.029341
0.02997
0.031171
0.032168
0.027664
0.026807
0.032172
0.033191
0.033075
0.033169
0.033866
0.033166
0.032028
0.032302
0.031035
0.030729
0.031693
0.033005
0.034377
0.035007
0.030723
0.030516
0.033093
0.033925
0.035191
0.031776
0.031595
0.035677
0.034098
0.033596
0.036664
0.037438
0.03719
0.03708
0.037523
0.037673
0.037765
0.03796
0.03414
0.031265
0.030757
0.031563
0.029988
0.031638
0.026533
0.025038
0.036679
0.039284
0.040363
0.03845
0.037793
0.034873
0.03233
0.037292
0.040651
0.040463
0.034672
0.029423
0.035194
0.038822
0.039794
0.036353
0.030262
0.036497
0.043538
0.043016
0.042566
0.032429
0.031478
0.04163
0.041395
0.027112
0.023407
0.037066
0.044216
0.041184
0.035022
0.03558
0.041558
0.040887
0.042698
0.046475
0.045486
0.040949
0.040256
0.036051
0.017374
0.021739
0.03277
0.038277
0.044899
0.046578
0.049779
0.050468
0.048644
0.04111
0.040441
0.046519
0.042406
0.037792
0.040186
0.031853
0.035489
0.04326
0.042561
0.049569
0.047219
0.043588
0.049647
0.052906
0.051656
0.043812
0.044299
0.050723
0.049809
0.047416
0.039764
0.035831
0.044618
0.052607
0.051555
0.035161
0.037834
0.055241
0.058466
0.058909
0.058142
0.058335
0.057319
0.036803
0.034324
0.055414
0.058946
0.052087
0.033026
0.031474
0.05127
0.060165
0.058252
0.046864
0.049666
0.061984
0.062816
0.063688
0.064189
0.065432
0.064185
0.06571
0.065573
0.06303
0.060773
0.062491
0.066663
0.066907
0.061058
0.057703
0.061944
0.066333
0.069011
0.069255
0.069871
0.069931
0.068788
0.058466
0.054332
0.065504
0.070674
0.053964
0.053819
0.069016
0.071198
0.07253
0.070532
0.062393
0.06287
0.070313
0.066933
0.06972
0.069069
0.059413
0.045519
0.049295
0.041184
0.038947
0.059833
0.063821
0.052018
0.024575
0.041541
0.074151
0.069554
0.070906
0.07372
0.071721
0.054588
0.037403
0.040895
0.058625
0.050462
0.047896
0.074498
0.081541
0.080196
0.066401
0.06449
0.073215
0.078819
0.073616
0.069783
0.081584
0.081327
0.080785
0.088176
0.088663
0.081342
0.080157
0.078668
0.062896
0.070243
0.05944
0.060644
0.088346
0.093066
0.090285
0.092047
0.093323
0.068452
0.068837
0.092647
0.095404
0.099132
0.094105
0.095685
0.098456
0.09561
0.09528
0.075311
0.074548
0.07302
0.064348
0.083697
0.10134
0.10126
0.10128
0.10563
0.10622
0.10355
0.092816
0.093956
0.099103
0.061848
0.036564
0.071256
0.10318
0.10168
0.073293
0.072204
0.093203
0.10092
0.11186
0.11549
0.11654
0.1165
0.11636
0.11649
0.11604
0.11683
0.11644
0.076399
0.075229
0.11514
0.11625
0.11423
0.086601
0.075965
0.083191
0.070409
0.070644
0.099605
0.1205
0.12538
0.1225
0.12305
0.12359
0.12548
0.12127
0.12093
0.12667
0.12688
0.11685
0.11558
0.12646
0.11842
0.088557
0.061123
0.092037
0.12448
0.12709
0.13061
0.13076
0.12933
0.12953
0.098019
0.09479
0.11788
0.12618
0.13036
0.12524
0.11898
0.11877
0.1344
0.13055
0.12332
0.12631
0.12946
0.13936
0.14596
0.14218
0.14026
0.1312
0.12527
0.13905
0.1425
0.14618
0.13724
0.13261
0.13415
0.13807
0.15439
0.15599
0.14223
0.13296
0.12123
0.12994
0.15682
0.15555
0.15721
0.16091
0.1628
0.15839
0.16354
0.16313
0.16392
0.16763
0.16508
0.16981
0.17149
0.16547
0.16727
0.14315
0.13536
0.1407
0.1454
0.16648
0.17151
0.1757
0.17625
0.17574
0.17848
0.18219
0.18351
0.18515
0.18655
0.18455
0.1642
0.16978
0.18728
0.18926
0.18832
0.17424
0.17058
0.18356
0.1857
0.19038
0.1969
0.19586
0.19897
0.2006
0.19857
0.19699
0.19862
0.20422
0.20475
0.20372
0.20163
0.20043
0.199
0.19166
0.19639
0.20615
0.20251
0.19088
0.20019
0.21201
0.21664
0.21309
0.21543
0.21794
0.218
0.22056
0.21945
0.22083
0.2223
0.21943
0.21593
0.21973
0.22461
0.2275
0.22282
0.20739
0.20993
0.22286
0.22992
0.2307
0.23442
0.23116
0.22877
0.23562
0.23716
0.23933
0.2405
0.24096
0.24202
0.23338
0.23346
0.24552
0.24357
0.24462
0.24775
0.24277
0.24156
0.24288
0.25219
0.25396
0.25276
0.25158
0.25167
0.25667
0.25722
0.25835
0.2595
0.26038
0.26141
0.2639
0.26261
0.26478
0.26789
0.2644
0.26695
0.26674
0.27229
0.27332
0.2709
0.27462
0.27558
0.27718
0.27892
0.27998
0.2807
0.28108
0.28458
0.26592
0.2668
0.28605
0.2847
0.28193
0.27902
0.29138
0.28944
0.29321
0.29474
0.2964
0.29819
0.29992
0.29934
0.2996
0.29972
0.30044
0.30366
0.30845
0.3054
0.31029
0.30843
0.3106
0.30548
0.3099
0.31024
0.30899
0.31634
0.31758
0.31805
0.31919
0.31979
0.32092
0.32597
0.32293
0.32344
0.32773
0.32562
0.33037
0.32783
0.33004
0.32719
0.33385
0.33575
0.33694
0.33702
0.33205
0.33255
0.33882
0.34027
0.33425
0.33859
0.34298
0.34479
0.34971
0.34643
0.35053
0.34687
0.35083
0.35231
0.35407
0.35556
0.35686
0.35782
0.35845
0.35927
0.36167
0.36314
0.36721
0.36471
0.36535
0.37015
0.36727
0.36834
0.36986
0.36795
0.37124
0.3756
0.37801
0.37819
0.37981
0.3818
0.38448
0.38867
0.38231
0.38497
0.39329
0.39123
0.39677
0.39366
0.39965
0.39964
0.40011
0.39882
0.40538
0.407
0.40787
0.40945
0.41536
0.41207
0.41377
0.42021
0.41595
0.42133
0.4185
0.42517
0.42363
0.42911
0.42956
0.43161
0.43337
0.43412
0.43693
0.43867
0.43963
0.44624
0.44417
0.44582
0.45184
0.44935
0.456
0.45291
0.45924
0.45931
0.46036
0.46386
0.46575
0.4647
0.46582
0.47069
0.47451
0.47632
0.48235
0.48034
0.48701
0.48304
0.4901
0.4912
0.48621
0.49407
0.4985
0.5003
0.49993
0.50127
0.50426
0.50731
0.51314
0.5085
0.51259
0.52046
0.51639
0.52247
0.52517
0.52811
0.52331
0.53072
0.53489
0.53043
0.53067
0.53885
0.5426
0.53991
0.54598
0.55353
0.5516
0.55902
0.55533
0.56207
0.56243
0.56006
0.56868
0.57086
0.57093
0.5784
0.5777
0.57623
0.57656
0.58737
0.58122
0.58341
0.59436
0.59762
0.59468
0.60094
0.6031
0.60599
0.60227
0.60394
0.61188
0.61435
0.61752
0.62416
0.61931
0.62983
0.62223
0.63103
0.63726
0.63006
0.63806
0.64246
0.64115
0.64327
0.64868
0.65082
0.65363
0.66305
0.65871
0.6601
0.66903
0.66992
0.66133
0.67171
0.67801
0.68027
0.68149
0.67346
0.69093
0.69027
0.69112
0.68995
0.69897
0.69729
0.70699
0.7031
0.71141
0.7074
0.71685
0.71929
0.72002
0.7213
0.72091
0.72249
0.73574
0.73258
0.73505
0.74389
0.7385
0.74797
0.74436
0.75503
0.75754
0.75664
0.75698
0.76163
0.76415
0.76586
0.76844
0.77812
0.76455
0.7672
0.78552
0.78751
0.7832
0.79249
0.79468
0.79774
0.79983
0.80163
0.80419
0.80637
0.80853
0.8187
0.81375
0.82376
0.8191
0.82901
0.82278
0.83345
0.8362
0.83743
0.84019
0.84348
0.84524
0.85396
0.84757
0.84963
0.8596
0.85493
0.86609
0.86813
0.86225
0.87286
0.87484
0.87636
0.87878
0.88136
0.89196
0.88658
0.88842
0.89548
0.88734
0.89998
0.89621
0.90738
0.90945
0.905
0.90553
0.91385
0.91801
0.90557
0.91412
0.92233
0.93171
0.92143
0.93532
0.92501
0.93319
0.94232
0.94707
0.95057
0.95273
0.95421
0.95543
0.96292
0.9569
0.97313
0.96691
0.97061
0.96331
0.97299
0.97153
0.98039
0.98743
0.98968
0.98645
0.99674
0.9941
0.99795
1.0097
1.0029
1.0144
1.0161
1.018
1.0188
1.012
1.0322
1.0206
1.0175
1.0231
1.0364
1.0264
1.0404
1.0375
1.0494
1.0503
1.0514
1.0543
1.0565
1.0584
1.0608
1.0554
1.0548
1.0721
1.0608
1.0726
1.081
1.0738
1.0829
1.0846
1.0865
1.0716
1.0741
1.1019
1.0967
1.1084
1.0993
1.1093
1.0932
1.1052
1.1159
1.1176
1.1184
1.1198
1.122
1.1226
1.1339
1.1268
1.1381
1.1302
1.1369
1.1375
1.1313
1.1419
1.1372
1.1343
1.1531
1.1501
1.1527
1.1627
1.1524
1.1643
1.1564
1.1673
1.1698
1.1718
1.1717
1.1707
1.1711
1.1809
1.1722
1.1747
1.1835
1.1865
1.178
1.1886
1.1912
1.1923
1.1915
1.1894
1.1913
1.2048
1.1956
1.2045
1.1949
1.2058
1.2067
1.2061
1.1917
1.212
1.2056
1.2055
1.2058
1.205
1.2146
1.2041
1.2139
1.2142
1.2126
1.201
1.2095
1.2168
1.2062
1.2062
1.2049
1.213
1.1975
1.2032
1.2007
1.1878
1.1961
1.1906
1.1843
1.1898
1.176
1.1715
1.1774
1.1656
1.1738
1.1631
1.1721
1.1719
1.1708
1.173
1.1762
1.1785
1.1906
1.1836
1.1947
1.1864
1.1964
1.1966
1.1987
1.1989
1.1974
1.1964
1.194
1.191
1.1971
1.1844
1.1903
1.1854
1.1813
1.1678
1.1728
1.1685
1.1741
1.1624
1.1595
1.1643
1.1505
1.1559
1.1524
1.1492
1.1375
1.1452
1.1528
1.1434
1.1433
1.1449
1.1579
1.1615
1.1576
1.1731
1.1788
1.1828
1.185
1.1869
1.1892
1.2
1.1913
1.2013
1.1931
1.2032
1.2027
1.203
1.2019
1.2013
1.2008
1.2101
1.2016
1.2014
1.2107
1.2099
1.2083
1.2065
1.1948
1.2121
1.2026
1.2017
1.2089
1.1963
1.2026
1.1917
1.1991
1.1956
1.1916
1.1886
1.1848
1.1808
1.1863
1.1743
1.1808
1.1773
1.1655
1.1714
1.1676
1.164
1.16
1.166
1.1542
1.1585
1.146
1.1477
1.1334
1.1373
1.1315
1.1339
1.1192
1.1135
1.1088
1.1136
1.1033
1.1119
1.1148
1.1186
1.1202
1.1221
1.123
1.1215
1.1278
1.1187
1.1257
1.1235
1.1132
1.1184
1.1145
1.111
1.1163
1.1044
1.1
1.1037
1.1002
1.0885
1.0929
1.0901
1.0862
1.0817
1.0845
1.0729
1.0681
1.0695
1.0642
1.0612
1.0498
1.0525
1.0561
1.044
1.0388
1.0332
1.0359
1.032
1.0192
1.0212
1.0169
1.0123
1.0147
1.0021
0.99566
0.99771
0.98702
0.98875
0.98283
0.97749
0.97295
0.96782
0.96153
0.95666
0.95764
0.95103
0.93992
0.94143
0.93596
0.93046
0.92511
0.91975
0.92002
0.9084
0.91106
0.89897
0.89707
0.89214
0.88712
0.88119
0.87634
0.87681
0.86489
0.86534
0.85278
0.85185
0.84707
0.84099
0.83536
0.8307
0.8297
0.81774
0.81881
0.80805
0.80661
0.8004
0.79653
0.79138
0.78393
0.78273
0.77184
0.77039
0.7595
0.75892
0.75306
0.74842
0.74169
0.74099
0.73138
0.72459
0.72218
0.7171
0.71202
0.70132
0.70013
0.69912
0.68953
0.68351
0.68175
0.67133
0.67166
0.66675
0.6583
0.65115
0.64626
0.64532
0.63513
0.63379
0.62516
0.62421
0.61663
0.61067
0.60607
0.60439
0.59479
0.59397
0.58389
0.58262
0.57921
0.57289
0.56728
0.56125
0.55449
0.5537
0.54641
0.54435
0.53729
0.53358
0.52849
0.52289
0.51802
0.51611
0.50813
0.50576
0.49895
0.48947
0.48752
0.48726
0.4805
0.47542
0.47336
0.46582
0.46347
0.45751
0.45337
0.44973
0.44497
0.4429
0.43447
0.432
0.42422
0.42101
0.41776
0.41438
0.41203
0.40514
0.39941
0.3973
0.39249
0.38542
0.38458
0.38098
0.37976
0.37293
0.3705
0.36421
0.36206
0.35653
0.35304
0.35044
0.34646
0.34143
0.33965
0.33296
0.33152
0.32886
0.32469
0.32073
0.3172
0.31315
0.31213
0.30847
0.30182
0.2998
0.29612
0.29185
0.28993
0.28612
0.28241
0.28046
0.27806
0.27466
0.27073
0.26694
0.26447
0.26356
0.25743
0.2554
0.25199
0.24785
0.24612
0.2435
0.23995
0.23879
0.23461
0.23239
0.22921
0.22537
0.22343
0.2216
0.21834
0.21463
0.2135
0.21003
0.20785
0.20535
0.20503
0.20094
0.199
0.19825
0.19554
0.19237
0.18874
0.18626
0.18506
0.18274
0.18097
0.17856
0.17347
0.17192
0.17193
0.17137
0.16667
0.16333
0.16173
0.16027
0.15918
0.15867
0.15743
0.15405
0.15215
0.14826
0.14762
0.14665
0.14432
0.14225
0.1395
0.13797
0.13834
0.13556
0.13394
0.133
0.1303
0.12811
0.12631
0.12545
0.12382
0.1228
0.12057
0.11991
0.11905
0.11644
0.11516
0.11362
0.1118
0.1108
0.11056
0.10866
0.10622
0.10686
0.10456
0.10277
0.10151
0.10105
0.10093
0.098248
0.094559
0.095739
0.095772
0.092739
0.09039
0.091133
0.089981
0.087204
0.087491
0.086215
0.086292
0.085423
0.084618
0.083198
0.081558
0.080138
0.079857
0.078079
0.076711
0.076291
0.074505
0.074992
0.073436
0.07236
0.071406
0.071174
0.071363
0.068637
0.066276
0.066233
0.066186
0.066016
0.066259
0.064503
0.065615
0.065896
0.063771
0.062509
0.060265
0.060056
0.059841
0.059421
0.058273
0.056945
0.055396
0.054434
0.05463
0.053524
0.053759
0.053372
0.052386
0.051744
0.051718
0.049861
0.0491
0.04971
0.049533
0.049157
0.048888
0.047923
0.047775
0.047224
0.047571
0.047668
0.044785
0.044527
0.045905
0.043477
0.042512
0.043712
0.044616
0.041662
0.04014
0.040266
0.040743
0.040635
0.039501
0.038133
0.036045
0.035612
0.036189
0.034788
0.033404
0.034471
0.035936
0.036517
0.03691
0.035199
0.033779
0.03458
0.032969
0.032587
0.033242
0.031632
0.031513
0.031482
0.0309
0.030405
0.031068
0.031611
0.030378
0.029378
0.028584
0.02886
0.030414
0.030618
0.028111
0.027038
0.027584
0.026307
0.026142
0.027047
0.026524
0.0263
0.027705
0.02791
0.026096
0.025254
0.025703
0.024123
0.023281
0.024374
0.025067
0.023989
0.021545
0.022729
0.024017
0.023152
0.02115
0.02096
0.023049
0.021801
0.02113
0.02184
0.020421
0.019903
0.020529
0.021233
0.020871
0.019912
0.019826
0.019635
0.018269
0.015696
0.013532
0.014134
0.01463
0.013786
0.014054
0.015686
0.01571
0.013517
0.011493
0.013114
0.011985
0.0099299
0.0082062
0.0032092
0.0011633
0.0026032
0.0046172
0.0056357
0.0052845
0.0043485
0.0024978
0.0044186
0.0068347
0.0051187
0.0046158
0.0071148
0.0078106
0.0071736
0.009016
0.011337
0.011603
0.0097515
0.0056736
0.0043734
0.0075141
0.0043596
0.0036481
0.0068409
0.002813
0.0041904
0.0074745
0.0041392
0.0068953
0.0068655
0.0060396
0.0082187
0.00492
0.00637
0.00673
0.00474
0.00642
0.0072461
0.0086933
0.0053931
0.0048303
0.006221
0.0056661
0.0071857
0.0081406
0.007676
0.006464
0.0066685
0.0046995
0.0071912
0.009409
0.0084252
0.006293
0.0071151
0.0076194
0.0072318
0.009945
0.009307
0.0083436
0.0088355
0.010732
0.008569
0.0062832
0.0079722
0.007725
0.007931
0.0095481
0.009785
0.0080031
0.0063549
0.0077418
0.0083939
0.0083524
0.0080184
0.0090666
0.010546
0.008528
0.0081744
0.0086317
0.0070955
0.0071448
0.007848
0.005313
0.0053713
0.007266
0.0087045
0.0077385
0.006741
0.0086415
0.0099697
0.0080708
0.0053594
0.0053383
0.006731
0.0059608
0.0049926
0.0074094
0.0078277
0.0059254
0.0052611
0.0064326
0.0066882
0.0071249
0.0078917
0.0064628
0.0047294
0.0056068
0.0065898
0.0057245
0.0040958
0.0048268
0.0050632
0.004644
0.005832
0.0051084
0.005238
0.0067176
0.0055836
0.0053274
0.0054033
0.0063907
0.0055443
0.0056746
0.0078262
0.0053519
0.0037387
0.0047088
0.0065153
0.0036242
0.003139
0.0058363
0.0039887
0.0039777
0.006789
0.007315
0.005148
0.0047957
0.0049394
0.0040443
0.003536
0.0031603
0.0024306
0.0027413
0.0039405
0.0051726
0.0051625
0.0016905
0.0014305
0.003936
0.0043262
0.0044128
0.0038864
0.0037072
0.0052864
0.0045696
0.0057375
0.00585
0.0045112
0.0050175
0.0043425
0.0045765
0.003616
0.0015887
0.002708
0.0041132
0.0033482
0.0039044
0.0042676
0.0042864
0.0052668
0.0039644
0.00287
0.002829
0.0039292
0.0027745
0.0013547
0.0034006
0.0032775
0.0017825
0.0011593
0.0011874
0.00058251
-0.00048883
0.0006549
0.0044006
0.0039916
0.0039161
0.0043036
0.0016614
0.0016034
0.0024814
0.0021141
0.0023588
0.0013335
0.0013743
0.0017324
0.0019855
0.0024365
0.0022824
0.0020133
0.0016107
0.00058107
0.00073135
0.0018306
0.0010146
0.0023841
0.0026882
-0.00018664
-0.00025926
8.3057e-06
0.00098895
0.00062321
-0.00038769
0.00052231
-0.0011395
-0.00028987
-0.00068354
-0.00091837
-4.6129e-05
0.00049177
0.00058282
-0.00031034
0.00060342
0.0012477
0.0016002
0.0025792
0.0013221
0.00055826
0.00095254
0.00076628
-0.00033936
0.00028173
0.00063618
-0.0003065
0.00074669
0.0017817
0.00049511
-0.0020734
-0.00026276
0.0028701
0.0029817
0.0024305
0.0011148
-0.0015925
-0.00091615
-0.00058035
-0.0002175
0.00085171
0.00086073
0.001738
0.00064871
-0.00088204
0.0025539
0.0023942
0.00076979
0.0031
0.0014213
-0.0001757
-8.0474e-05
-0.00070598
0.00093855
0.0021386
-0.00038872
-0.00061611
0.00092296
-0.00011921
0.0014119
0.0022971
0.00048974
0.00185
0.0013786
-0.00021458
-0.00014078
-7.6137e-05
-0.00072237
-0.0024413
-0.00090207
0.00063056
-3.1497e-05
0.00040862
-1.5167e-05
0.00062992
0.00030389
-0.0016979
-0.0023629
-0.0035456
-0.0007967
0.0012396
-0.0019215
-0.0024536
0.00055546
0.00094114
-0.0015691
-0.0022083
-0.0011746
-0.0020138
-0.0017144
-0.00137
-0.0020627
-0.0011784
-0.00051328
-0.0019752
-0.0049329
-0.0021219
-0.0010296
-0.0027365
-0.00106
-0.0031431
-0.0024067
-0.0011009
-0.003828
-0.0035637
-0.0011269
-0.0018529
-0.0033116
-0.0015715
-0.0011908
-0.00033444
5.1631e-06
-0.0016282
-0.0044137
-0.0038417
-0.001359
-0.0034302
-0.004556
-0.002639
-0.0033189
-0.0062444
-0.0044989
-0.0016106
-0.002737
-0.003942
-0.0036315
-0.0041445
-0.005994
-0.0063585
-0.002824
0.51549
0.0069388
0.0080752
0.00999
0.0089512
0.0096359
0.010872
0.010067
0.010904
0.0099663
0.010198
0.0092675
0.0082152
0.010191
0.0089642
0.0068107
0.0082885
0.010157
0.009741
0.0070512
0.005848
0.0057629
0.0091217
0.011031
0.0095418
0.0095418
0.0074898
0.0094668
0.012556
0.0095288
0.0091504
0.0099932
0.0066067
0.0075601
0.0073006
0.006055
0.0062634
0.0043722
0.0052026
0.0082586
0.010959
0.012058
0.011325
0.00812
0.0078575
0.0083713
0.0088628
0.0055033
0.0039878
0.0080307
0.008448
0.0050046
0.0041609
0.0077172
0.0090525
0.0093542
0.007597
0.0071378
0.0099858
0.012084
0.0096926
0.0092364
0.0097555
0.0084185
0.0081314
0.0084545
0.008982
0.00603
0.00648
0.0077795
0.0090138
0.007425
0.0092424
0.011852
0.0097284
0.011011
0.011266
0.009563
0.0085461
0.00915
0.0092781
0.011254
0.010746
0.0067344
0.0084824
0.0088744
0.0078781
0.0073431
0.0068079
0.008177
0.0080878
0.011
0.0090954
0.0072726
0.0097166
0.010071
0.012828
0.010481
0.0071434
0.00945
0.010152
0.0092496
0.012366
0.015118
0.013874
0.013796
0.014799
0.011294
0.007733
0.008759
0.009652
0.010077
0.01082
0.0073289
0.0066221
0.012907
0.015071
0.013133
0.0118
0.012532
0.013475
0.016714
0.012229
0.011223
0.01132
0.0075078
0.011388
0.0096472
0.0091455
0.013786
0.01363
0.01042
0.00931
0.011015
0.010604
0.010179
0.013278
0.014972
0.014062
0.013475
0.012355
0.012058
0.0077668
0.0019833
0.0087289
0.015562
0.013287
0.01207
0.01402
0.01466
0.014336
0.013233
0.013889
0.014669
0.011324
0.0089668
0.012564
0.015309
0.015754
0.014033
0.01048
0.014856
0.016361
0.015486
0.01589
0.014029
0.015297
0.017364
0.019379
0.020509
0.016522
0.014544
0.01621
0.016601
0.017284
0.015666
0.012844
0.013238
0.017472
0.017868
0.0152
0.016992
0.019709
0.017284
0.01565
0.015939
0.015514
0.017577
0.017703
0.015298
0.013219
0.014678
0.01802
0.018359
0.016575
0.018616
0.01589
0.013792
0.015052
0.013492
0.012605
0.012061
0.013911
0.017867
0.019804
0.018167
0.016606
0.014558
0.014214
0.014344
0.013411
0.014486
0.017723
0.012666
0.01311
0.018111
0.016907
0.01745
0.016704
0.012584
0.012017
0.018301
0.018078
0.015382
0.017321
0.014563
0.01554
0.020381
0.018
0.012561
0.011061
0.017612
0.024111
0.019578
0.01558
0.01638
0.014522
0.013462
0.018103
0.019594
0.017893
0.018319
0.018319
0.016676
0.017267
0.019834
0.01515
0.011471
0.015595
0.020999
0.019645
0.022082
0.020217
0.015236
0.017177
0.021806
0.025891
0.019261
0.016554
0.021319
0.022578
0.020108
0.019777
0.020331
0.014906
0.01692
0.022887
0.019711
0.013358
0.016355
0.021311
0.021356
0.021185
0.021448
0.023348
0.024014
0.0223
0.019271
0.017662
0.016669
0.01848
0.020952
0.024627
0.024895
0.022847
0.02415
0.024247
0.020176
0.02054
0.026706
0.02967
0.028475
0.02257
0.023034
0.024352
0.020229
0.022442
0.026789
0.027183
0.028076
0.029887
0.026676
0.023067
0.024478
0.025099
0.022787
0.025622
0.028792
0.02762
0.02247
0.023747
0.03269
0.034581
0.029853
0.025326
0.024896
0.028482
0.029829
0.026668
0.029667
0.02987
0.023592
0.022007
0.022203
0.024474
0.03072
0.034474
0.032125
0.029478
0.03016
0.031672
0.028874
0.028335
0.034903
0.037892
0.035949
0.034736
0.029702
0.026883
0.032661
0.033248
0.028612
0.025748
0.029873
0.032234
0.02801
0.027694
0.030343
0.026474
0.028276
0.034048
0.030194
0.027983
0.029103
0.031838
0.036823
0.03418
0.033804
0.032845
0.029538
0.030645
0.032406
0.032406
0.031005
0.034888
0.03597
0.035387
0.035217
0.034242
0.034469
0.03151
0.030387
0.032258
0.03463
0.036432
0.038129
0.036056
0.036602
0.040182
0.036863
0.034506
0.039674
0.04226
0.039046
0.040364
0.042327
0.043105
0.036716
0.036942
0.045064
0.040837
0.039974
0.043262
0.04527
0.046141
0.040071
0.037029
0.037209
0.03587
0.038085
0.044562
0.04531
0.042352
0.044371
0.045835
0.045501
0.047444
0.045667
0.043621
0.045008
0.042048
0.041535
0.048643
0.050746
0.049568
0.049358
0.049918
0.047053
0.048248
0.051178
0.050134
0.05147
0.050813
0.049766
0.046447
0.045597
0.050945
0.05484
0.052437
0.049416
0.049003
0.0543
0.053482
0.053601
0.055116
0.048924
0.055023
0.057889
0.053707
0.053825
0.051277
0.049703
0.052681
0.054824
0.053309
0.052684
0.052801
0.053599
0.054622
0.059059
0.062705
0.058001
0.052656
0.055839
0.058436
0.058435
0.061079
0.062585
0.065159
0.061272
0.057603
0.05893
0.058385
0.056572
0.061886
0.059363
0.059523
0.066792
0.063077
0.064236
0.0606
0.059248
0.062791
0.064022
0.064476
0.062304
0.060738
0.056962
0.057431
0.061251
0.062749
0.067174
0.069905
0.062111
0.062872
0.070132
0.065174
0.064512
0.072808
0.070357
0.065701
0.070869
0.072478
0.068104
0.066463
0.066226
0.071069
0.069388
0.067703
0.071419
0.065427
0.06241
0.064226
0.067215
0.063835
0.058003
0.062689
0.064733
0.062723
0.06387
0.067384
0.069656
0.067678
0.064345
0.065757
0.070438
0.066572
0.067287
0.071647
0.069055
0.068515
0.072692
0.073779
0.068737
0.068517
0.072786
0.077423
0.080017
0.077712
0.07152
0.069044
0.068712
0.067004
0.068509
0.069897
0.071812
0.081004
0.083687
0.0804
0.077939
0.079679
0.078697
0.074577
0.075884
0.07675
0.079934
0.077254
0.080924
0.083944
0.085534
0.091279
0.085956
0.07817
0.083662
0.086234
0.080975
0.086839
0.088232
0.087525
0.091218
0.094163
0.092667
0.091506
0.090278
0.083304
0.080712
0.084852
0.093002
0.10385
0.10393
0.097359
0.097382
0.095942
0.095758
0.092489
0.092335
0.097805
0.096737
0.096005
0.092701
0.088097
0.088792
0.099882
0.10158
0.098879
0.10723
0.10016
0.097495
0.098564
0.096471
0.09695
0.093966
0.098876
0.10447
0.10426
0.1072
0.10791
0.10401
0.10492
0.10282
0.10287
0.10431
0.10211
0.11408
0.11999
0.11114
0.10549
0.10316
0.10485
0.11014
0.10622
0.10288
0.10653
0.11359
0.11504
0.10587
0.10529
0.11485
0.11967
0.11353
0.1169
0.12333
0.11154
0.1077
0.11092
0.11309
0.11535
0.11597
0.11782
0.1153
0.12103
0.11395
0.11774
0.12703
0.11972
0.11656
0.10863
0.10766
0.11623
0.11777
0.12211
0.11931
0.11506
0.11963
0.12075
0.12102
0.11686
0.11868
0.12135
0.11717
0.11904
0.12494
0.11872
0.11009
0.11647
0.1192
0.11509
0.12163
0.12703
0.12308
0.12385
0.12654
0.12832
0.13548
0.13489
0.13045
0.13166
0.13231
0.12996
0.13047
0.1282
0.12695
0.1364
0.1295
0.12847
0.13699
0.13371
0.13616
0.13957
0.14572
0.14896
0.13533
0.12652
0.13176
0.13833
0.14164
0.14749
0.14679
0.14286
0.14929
0.15355
0.15533
0.15405
0.15489
0.15595
0.15451
0.14656
0.14367
0.14917
0.14997
0.14464
0.14721
0.15915
0.16489
0.15621
0.14516
0.149
0.1521
0.15959
0.16433
0.15604
0.14777
0.14973
0.16123
0.16439
0.15545
0.15846
0.15795
0.1538
0.15764
0.15425
0.15542
0.16301
0.16483
0.16468
0.16931
0.17141
0.17065
0.16516
0.15814
0.16438
0.18071
0.18359
0.17822
0.17293
0.17784
0.1859
0.17734
0.17921
0.18744
0.19155
0.18907
0.18574
0.18528
0.18481
0.19124
0.19274
0.20574
0.21685
0.2063
0.19828
0.20202
0.20167
0.19708
0.20817
0.21745
0.21284
0.21127
0.21016
0.21457
0.21767
0.20914
0.21349
0.2112
0.20743
0.21679
0.21675
0.20719
0.20185
0.21656
0.22734
0.21856
0.20638
0.21633
0.217
0.21385
0.22461
0.22234
0.22064
0.21984
0.21818
0.21832
0.21069
0.22043
0.22401
0.21662
0.21848
0.21677
0.21546
0.21702
0.22932
0.22297
0.21461
0.22783
0.22967
0.2258
0.2353
0.24455
0.24464
0.23612
0.23885
0.23462
0.22163
0.24312
0.24613
0.21872
0.21819
0.22495
0.21254
0.20706
0.22745
0.23896
0.22931
0.21927
0.22951
0.23933
0.22588
0.21115
0.21956
0.22767
0.22889
0.2344
0.23287
0.23394
0.23278
0.22954
0.22981
0.23917
0.24509
0.24677
0.25266
0.24763
0.24752
0.2378
0.22856
0.24165
0.24369
0.24562
0.24966
0.25177
0.24442
0.23599
0.23032
0.23202
0.24271
0.24294
0.24776
0.24669
0.23825
0.24019
0.25456
0.25743
0.25002
0.25255
0.25921
0.2507
0.23341
0.24155
0.24551
0.23095
0.24659
0.25823
0.25251
0.25654
0.26373
0.26332
0.25996
0.25891
0.26014
0.26517
0.26452
0.25534
0.24411
0.24983
0.26086
0.27026
0.27383
0.2731
0.26694
0.27008
0.25598
0.24412
0.26567
0.27817
0.28888
0.28667
0.27574
0.27412
0.27469
0.27839
0.27025
0.2751
0.29103
0.28144
0.27578
0.26728
0.26758
0.2745
0.27255
0.28692
0.28127
0.26434
0.27369
0.28569
0.28516
0.27738
0.2767
0.27567
0.27498
0.28201
0.2837
0.27786
0.28342
0.29182
0.28954
0.28307
0.28328
0.2866
0.27217
0.26483
0.27886
0.287
0.28513
0.28064
0.28307
0.2928
0.29199
0.27861
0.278
0.29137
0.30098
0.30306
0.30668
0.31752
0.31396
0.2998
0.31984
0.34553
0.32569
0.32027
0.32031
0.32271
0.32144
0.32614
0.34561
0.35863
0.37154
0.36457
0.36039
0.3736
0.36405
0.3456
0.36562
0.37053
0.36175
0.35837
0.37798
0.37618
0.36216
0.37124
0.37568
0.38457
0.38219
0.39298
0.38238
0.36561
0.38031
0.38264
0.38235
0.39679
0.39465
0.38348
0.38584
0.37745
0.36854
0.36989
0.37413
0.37423
0.4032
0.40404
0.37976
0.38897
0.40235
0.39519
0.40114
0.40642
0.3974
0.40599
0.3971
0.38523
0.38628
0.39845
0.41026
0.41057
0.41596
0.40635
0.40938
0.40524
0.38392
0.39456
0.39384
0.38913
0.40225
0.41461
0.39785
0.38253
0.39429
0.39413
0.39607
0.40689
0.42202
0.42566
0.40587
0.40074
0.38667
0.38586
0.40682
0.41133
0.42032
0.41022
0.38576
0.37975
0.39354
0.39356
0.3862
0.39408
0.39424
0.40279
0.41557
0.41436
0.39807
0.36512
0.3688
0.39623
0.37889
0.38113
0.35411
0.31308
0.32314
0.3371
0.36139
0.37178
0.37871
0.36039
0.33532
0.34454
0.34716
0.35622
0.364
0.35242
0.31598
0.29914
0.32807
0.30123
0.29926
0.32982
0.32829
0.3306
0.32419
0.31862
0.29684
0.28922
0.30188
0.31169
0.31001
0.28092
0.28027